## Sheet1
[7 empty] | Total Annual Power Generation (Full System): | [36 empty] | 4.1 Step 2b
[31 empty] | Power Models | [12 empty] | Monthly Mean |  | 17.9 | 18.25 | 17.05 | 14.8 | 12.6 | 10.6 | 9.9 | 10.2 | 11.4 | 12.8 | 14.5 | 16.1
[7 empty] | 4.1 Step 2a | [23 empty] | 4.1 Step 4 | [12 empty] | Hourly deviation factor | Hour of Day | Ambient Temperature (C)
[7 empty] | Hour | Solar DNI (Wh/m^2) | [22 empty] | Hour | Solar Power Generated (kW)
[8 empty] | January | February | March | April | May | June | July | August | September | October | November | December | [12 empty] | January | February | March | April | May | June | July | August | September | October | November | December |  |  | January | February | March | April | May | June | July | August | September | October | November | December
Wind Turbines | [6 empty] | 0 | 0 | 0 | 0 | 0 | 0 | 0 | 0 | 0 | 0 | 0 | 0 | 0 | [11 empty] | 0 | 0 | 0 | 0 | 0 | 0 | 0 | 0 | 0 | 0 | 0 | 0 | 0 | 0.75 | 0 | 1.9411 | 25.7643 | -2.6041 | 9.4458 | 9.0279 | 6.6997 | 8.172 | 17.8465 | 12.7238 | -0.56925 | 24.304 | 6.5407
Manufacturer / Type | # of Blades | Rotor Diameter [m] | Tower Height [m] | Air Density [kg/m^3] | Power Rate [kW] |  | 1 | 0 | 0 | 0 | 0 | 0 | 0 | 0 | 0 | 0 | 0 | 0 | 0 | [11 empty] | 1 | 0 | 0 | 0 | 0 | 0 | 0 | 0 | 0 | 0 | 0 | 0 | 0 | 0.75 | 1 | 15.9553 | 15.0636 | -5.2029 | 13.435 | -6.692 | 7.9656 | 16.535 | -2.8365 | 5.9081 | 3.5352 | 6.0985 | 11.7341
Enercron AERO E-30 | 3 | 29.6 | 50 | 1.225 | 300 |  | 2 | 0 | 0 | 0 | 0 | 0 | 0 | 0 | 0 | 0 | 0 | 0 | 0 | [11 empty] | 2 | 0 | 0 | 0 | 0 | 0 | 0 | 0 | 0 | 0 | 0 | 0 | 0 | 0.8 | 2 | 11.0728 | 6.0411 | 12.0374 | 16.0344 | 12.188 | 6.7421 | 4.4409 | 0.36744 | 11.526 | 9.0741 | 2.134 | 25.6219
Enercron AERO E-44 | 3 | 44 | 55 | 1.225 | 900 |  | 3 | 0 | 0 | 0 | 0 | 0 | 0 | 0 | 0 | 0 | 0 | 0 | 0 | [11 empty] | 3 | 0 | 0 | 0 | 0 | 0 | 0 | 0 | 0 | 0 | 0 | 0 | 0 | 0.8 | 3 | 6.8053 | 10.3422 | 11.1104 | 18.7314 | 6.4847 | -0.25734 | 14.0693 | 0.63318 | -0.62216 | -3.2809 | 13.8562 | 20.3195
Solar Panel(s) | [6 empty] | 4 | 0 | 0 | 0 | 0 | 0 | 0 | 0 | 0 | 0 | 0 | 0 | 0 | [11 empty] | 4 | 0 | 0 | 0 | 0 | 0 | 0 | 0 | 0 | 0 | 0 | 0 | 0 | 0.9 | 4 | 11.8524 | 16.3271 | 15.9443 | 13.9372 | 11.2796 | 8.8192 | 6.8754 | 10.4409 | 19.0751 | 12.793 | 25.0353 | 12.0158
Manufacturer / Type | Temperature Coefficient [C^-1] |  | Nominal Operating Temp. [C] | DC/DC Converter Efficiency | Power Rate (kW) |  | 5 | 70 | 0 | 0 | 0 | 0 | 0 | 0 | 0 | 0 | 30 | 137 | 182 | [11 empty] | 5 | 10.7376 | 0 | 0 | 0 | 0 | 0 | 0 | 0 | 0 | 4.5545 | 20.035 | 28.3241 | 1 | 5 | 7.4618 | 21.093 | 18.3388 | 13.5611 | 13.2505 | 21.6805 | 7.1905 | 4.4006 | 26.0774 | 8.5352 | 20.0897 | 7.6726
N/A | 0.00485 |  | 45 | 0.8 | 175 |  | 6 | 284 | 188 | 64 | 0 | 0 | 0 | 0 | 0 | 58 | 244 | 269 | 314 | [11 empty] | 6 | 41.7345 | 27.0209 | 8.8394 | 0 | 0 | 0 | 0 | 0 | 9.0004 | 36.7517 | 42.0319 | 46.4754 | 1 | 6 | 23.6357 | 25.3846 | 29.7745 | 13.6229 | 11.6555 | 14.9229 | 18.1311 | 18.4417 | 4.4564 | 16.9821 | 9.4704 | 23.0146
Diesel Generator(s) (Backup) |  | Storage |  |  | Total VRE Power Rate (kW) |  | 7 | 364 | 324 | 310 | 202 | 65 | 28 | 35 | 154 | 295 | 341 | 319 | 380 | [11 empty] | 7 | 56.5893 | 49.6151 | 46.2928 | 31.9229 | 9.5794 | 4.1602 | 5.2165 | 23.9997 | 44.2071 | 53.3912 | 51.3903 | 59.8568 | 1 | 7 | 13.5988 | 15.7832 | 20.9444 | 4.7528 | 16.1701 | 13.2394 | 12.7771 | 6.4807 | 19.7056 | 11.2492 | 3.8963 | 11.0756
Manufacturer / Type | Power Rate (kW) | Source | Manufacturer / Type | Power Rate (kW) |  |  | 8 | 422 | 367 | 367 | 345 | 299 | 277 | 282 | 343 | 369 | 381 | 364 | 420 | [11 empty] | 8 | 65.2014 | 56.7625 | 57.0361 | 51.3793 | 45.2398 | 44.4654 | 43.7857 | 53.7114 | 58.411 | 58.543 | 57.6927 | 63.013 | 1.1 | 8 | 16.8242 | 14.8692 | 13.771 | 22.6363 | 17.696 | 3.428 | 11.3258 | 11.2812 | 9.5868 | 16.7942 | 9.1345 | 23.3519
Caterpillar | 728 | Battery | Toshiba Lithium-Ion | 500 | 1375 |  | 9 | 461 | 383 | 383 | 360 | 352 | 357 | 366 | 381 | 388 | 379 | 394 | 455 | [11 empty] | 9 | 70.7157 | 56.5479 | 55.6119 | 55.9253 | 53.2989 | 52.5227 | 56.6923 | 60.3703 | 60.1168 | 53.2095 | 61.3946 | 66.9297 | 1.2 | 9 | 19.6768 | 25.7102 | 29.3091 | 13.6461 | 19.1849 | 25.6667 | 14.4977 | 9.7307 | 15.1216 | 36.2629 | 14.008 | 28.7647
Caterpillar | 728 | Load (kW) |  |  | Total Power Rate (kW) |  | 10 | 479 | 382 | 362 | 356 | 362 | 354 | 370 | 386 | 402 | 406 | 383 | 449 | [11 empty] | 10 | 76.1681 | 57.3589 | 54.2416 | 54.7817 | 51.0174 | 58.0979 | 56.088 | 58.836 | 61.2886 | 62.8309 | 57.3962 | 65.755 | 1.2 | 10 | 11.9646 | 21.983 | 21.8224 | 15.6813 | 34.9399 | 0.54206 | 19.4944 | 18.7635 | 19.2131 | 15.9558 | 22.4481 | 29.5354
Caterpillar | 360 | Minimum | Mean | Maximum |  |  | 11 | 492 | 387 | 359 | 357 | 365 | 356 | 371 | 387 | 409 | 419 | 405 | 473 | [11 empty] | 11 | 73.531 | 60.095 | 50.6845 | 56.2558 | 54.3462 | 53.8486 | 56.7552 | 60.3277 | 65.7279 | 64.3485 | 63.2404 | 69.4746 | 1.25 | 11 | 26.4526 | 14.5839 | 34.4773 | 10.2662 | 23.3079 | 19.5417 | 17.479 | 13.6983 | 7.2896 | 18.0992 | 13.8724 | 29.6477
Caterpillar | 1200 | 55 | 422.85 | 1024 | 4391 |  | 12 | 518 | 389 | 363 | 357 | 358 | 352 | 362 | 367 | 400 | 430 | 415 | 495 | [11 empty] | 12 | 80.3815 | 58.919 | 53.6157 | 56.215 | 55.9176 | 52.3098 | 56.6427 | 56.5671 | 61.2855 | 60.574 | 66.3521 | 74.4831 | 1.25 | 12 | 18.836 | 20.2744 | 25.0013 | 10.4348 | 12.3371 | 23.3236 | 12.0539 | 15.6531 | 18.0394 | 37.1565 | 8.6836 | 25.0476
[7 empty] | 13 | 512 | 393 | 372 | 361 | 346 | 334 | 364 | 356 | 397 | 431 | 406 | 477 | [11 empty] | 13 | 77.747 | 59.9881 | 53.5816 | 54.4446 | 52.951 | 52.9871 | 59.736 | 57.3596 | 62.9567 | 66.5897 | 62.058 | 73.4656 | 1.25 | 13 | 23.5484 | 18.6634 | 30.68 | 20.3518 | 16.6115 | 7.9794 | 0.86722 | 5.0168 | 10.0409 | 17.1132 | 18.7592 | 19.2641
[7 empty] | 14 | 505 | 368 | 359 | 344 | 325 | 327 | 337 | 345 | 369 | 405 | 403 | 459 | [11 empty] | 14 | 74.6548 | 55.1424 | 54.1992 | 53.6498 | 46.4459 | 52.3615 | 52.8529 | 54.0499 | 55.4703 | 64.2996 | 60.095 | 70.3514 | 1.2 | 14 | 29.2478 | 22.0028 | 20.0588 | 12.2469 | 30.8697 | 5.5768 | 10.7395 | 11.236 | 21.3236 | 10.0209 | 24.1636 | 19.7989
[7 empty] | 15 | 502 | 373 | 351 | 322 | 294 | 285 | 314 | 338 | 357 | 400 | 400 | 459 | [11 empty] | 15 | 74.6235 | 55.35 | 50.4504 | 48.7455 | 44.9381 | 44.5404 | 50.5932 | 52.9711 | 53.114 | 63.9359 | 62.66 | 73.7359 | 1.2 | 15 | 27.9446 | 24.2979 | 30.4703 | 18.2973 | 15.2614 | 9.9266 | 3.7006 | 10.9392 | 23.2274 | 8.2808 | 12.9787 | 8.9392
[7 empty] | 16 | 462 | 376 | 338 | 269 | 107 | 54 | 119 | 250 | 318 | 370 | 380 | 432 | [11 empty] | 16 | 73.2747 | 60.912 | 50.8752 | 40.4967 | 15.8821 | 7.9294 | 18.2094 | 40.6605 | 49.8557 | 55.7636 | 58.2575 | 69.3875 | 1.1 | 16 | 12.0395 | 4.3493 | 20.0715 | 17.8755 | 15.9268 | 16.6128 | 9.5434 | -0.53389 | 10.2262 | 20.7857 | 17.2738 | 8.1328
[7 empty] | 17 | 398 | 330 | 214 | 0 | 0 | 0 | 0 | 0 | 59 | 211 | 313 | 373 | [11 empty] | 17 | 59.9663 | 48.3203 | 32.4521 | 0 | 0 | 0 | 0 | 0 | 8.6584 | 34.2303 | 50.8757 | 57.4441 | 1 | 17 | 21.7244 | 25.8498 | 14.5365 | 21.9581 | 9.6396 | -3.6672 | 25.6412 | -2.8897 | 16.8989 | -1.144 | 1.5824 | 16.0295
[7 empty] | 18 | 283 | 121 | 0 | 0 | 0 | 0 | 0 | 0 | 0 | 0 | 60 | 215 | [11 empty] | 18 | 45.2323 | 17.2376 | 0 | 0 | 0 | 0 | 0 | 0 | 0 | 0 | 8.3899 | 32.5608 | 1 | 18 | 4.6367 | 25.1594 | 20.9192 | 10.4756 | 14.3256 | 7.3287 | 32.6524 | 12.703 | 5.8993 | 5.819 | 27.122 | 14.8625
[7 empty] | 19 | 0 | 0 | 0 | 0 | 0 | 0 | 0 | 0 | 0 | 0 | 0 | 0 | [11 empty] | 19 | 0 | 0 | 0 | 0 | 0 | 0 | 0 | 0 | 0 | 0 | 0 | 0 | 1 | 19 | 32.3598 | 18.2137 | 17.509 | 16.2957 | 18.7312 | 16.4705 | 31.7548 | 11.7934 | 8.8356 | 21.4596 | 20.7867 | 9.827
[7 empty] | 20 | 0 | 0 | 0 | 0 | 0 | 0 | 0 | 0 | 0 | 0 | 0 | 0 | [11 empty] | 20 | 0 | 0 | 0 | 0 | 0 | 0 | 0 | 0 | 0 | 0 | 0 | 0 | 0.9 | 20 | 18.8309 | 9.3594 | 12.7206 | 24.8724 | 5.1895 | 24.811 | 4.8815 | 9.6093 | 9.4518 | 12.7288 | 15.4276 | 9.8341
[7 empty] | 21 | 0 | 0 | 0 | 0 | 0 | 0 | 0 | 0 | 0 | 0 | 0 | 0 | [11 empty] | 21 | 0 | 0 | 0 | 0 | 0 | 0 | 0 | 0 | 0 | 0 | 0 | 0 | 0.8 | 21 | 23.4148 | 17.0504 | 18.3551 | 20.7793 | 14.6597 | 0.074516 | 4.249 | 2.5264 | 2.923 | 15.3967 | 13.1741 | 10.3594
[7 empty] | 22 | 0 | 0 | 0 | 0 | 0 | 0 | 0 | 0 | 0 | 0 | 0 | 0 | [11 empty] | 22 | 0 | 0 | 0 | 0 | 0 | 0 | 0 | 0 | 0 | 0 | 0 | 0 | 0.8 | 22 | 22.0852 | 20.3996 | 9.9543 | 18.9921 | 7.1588 | 11.3414 | 2.4713 | 16.9538 | 11.4213 | -0.92268 | -1.4921 | 18.5679
[7 empty] | 23 | 0 | 0 | 0 | 0 | 0 | 0 | 0 | 0 | 0 | 0 | 0 | 0 | [11 empty] | 23 | 0 | 0 | 0 | 0 | 0 | 0 | 0 | 0 | 0 | 0 | 0 | 0 | 0.75 | 23 | 23.8516 | 4.4316 | 9.4444 | 4.4749 | 15.7378 | 4.3485 | 4.5798 | 9.478 | 1.9624 | 4.6002 | 10.0358 | 3.9132
[7 empty] | Daily | 5752 | 4381 | 3842 | 3273 | 2873 | 2724 | 2920 | 3307 | 3821 | 4447 | 4648 | 5583 |  | Limited population growth exponential model: | [8 empty] | P0 = 0, however | Daily kWh | 880.5577 | 663.2696 | 567.8807 | 503.8165 | 429.6165 | 423.223 | 456.572 | 518.8534 | 590.0924 | 679.0222 | 721.8693 | 851.257 |  | Daily Avg | 17.74 | 17.6249 | 17.8935 | 15.1169 | 14.3726 | 10.5465 | 12.2551 | 8.8222 | 12.0963 | 12.3636 | 13.8685 | 16.4113
[7 empty] | 4.1 Step 2c | [22 empty] | P0 = c/(a+1) | 4.1 Step 3 | [12 empty] | 4.1 Step 3
[7 empty] | Hour | Wind Speed (m/s) | [12 empty] | Enercon E-30 |  |  |  |  | Enercon E-44 |  |  |  |  | Hour | Wind Power Generated E-30 (kW) | [11 empty] | Hour | Wind Power Generated E-44 (kW)
[8 empty] | January | February | March | April | May | June | July | August | September | October | November | December |  | Wind Speed (m/s) | Power (kW) | P(t) | Error (kW) | Error (%) | Wind Speed (m/s) | Power (kW) | P(t) | Error (kW) | Error (%) |  | January | February | March | April | May | June | July | August | September | October | November | December |  | January | February | March | April | May | June | July | August | September | October | November | December
[7 empty] | 0 | 9.3785 | 7.8392 | 20.8751 | 22.4722 | 16.5951 | 19.7053 | 12.2012 | 18.2742 | 1.5585 | 11.3754 | 15.5374 | 12.6223 | [11 empty] | 0 | 159.4473 | 79.0228 | 299.9524 | 299.9856 | 298.825 | 299.8856 | 271.2177 | 299.6655 | 0.9624 | 250.5945 | 297.4147 | 278.4526 | 0 | 387.0583 | 194.6726 | 909.3018 | 909.7526 | 898.8521 | 908.5077 | 748.5395 | 906.2265 | 4.1576 | 664.7374 | 888.0953 | 781.7533
[7 empty] | 1 | 18.9225 | 17.7889 | 16.5655 | 12.204 | 6.8868 | 13.8573 | 17.202 | 7.7794 | 17.8827 | 6.2203 | 19.4984 | -1.6701 |  | 1 | 0 | 1.6476 | 1.6476 |  | 1 | 0 | 4.1678 | 4.1678 |  | 1 | 299.7942 | 299.5189 | 298.7987 | 271.2719 | 44.692 | 291.0796 | 299.2535 | 76.4383 | 299.5516 | 28.7988 | 299.8664 | 0.085703 | 1 | 907.5206 | 904.8349 | 898.6387 | 748.7794 | 116.3005 | 847.6871 | 902.4558 | 188.7866 | 905.1389 | 78.9602 | 908.2933 | 0.51189
[7 empty] | 2 | 18.0304 | 1.5797 | 11.3352 | 16.3205 | 9.8168 | 5.9827 | 15.1774 | 10.3472 | 8.5213 | 13.2182 | 15.1811 | 16.1778 |  | 2 | 0 | 3.0787 | 3.0787 |  | 2 | 0 | 7.6411 | 7.6411 |  | 2 | 299.5985 | 0.97778 | 249.3374 | 298.5576 | 183.536 | 24.4812 | 296.6225 | 210.3377 | 112.0806 | 285.8515 | 296.6317 | 298.3955 | 2 | 905.5817 | 4.2151 | 660.027 | 896.706 | 451.3547 | 68.5102 | 882.4954 | 529.128 | 270.9407 | 818.8073 | 882.5589 | 895.4341
[7 empty] | 3 | 16.7312 | 20.5241 | 8.4984 | 13.7591 | 20.6438 | 18.8585 | 16.1122 | 18.0685 | 18.0737 | 11.8357 | 14.7553 | 8.533 |  | 3 | 3.7 | 5.7291 | 2.0291 | 54.84 | 3 | 4 | 13.9645 | 9.9645 | 249.1115 | 3 | 298.9386 | 299.9381 | 110.8766 | 290.4194 | 299.9434 | 299.7841 | 298.315 | 299.6098 | 299.6113 | 263.2523 | 295.3838 | 112.6973 | 3 | 899.7858 | 909.123 | 268.1151 | 843.8774 | 909.1886 | 907.4156 | 894.8102 | 905.6893 | 905.7039 | 714.5413 | 874.1531 | 272.3899
[7 empty] | 4 | 16.7301 | 23.5672 | 19.4945 | 14.0237 | 18.9672 | 10.4874 | 15.799 | 15.4974 | 17.4376 | 12.4699 | 9.143 | 12.3541 |  | 4 | 10 | 10.5797 | 0.57967 | 5.7967 | 4 | 20 | 25.3734 | 5.3734 | 26.867 | 4 | 298.9377 | 299.9937 | 299.866 | 292.0985 | 299.801 | 216.804 | 297.8721 | 297.3367 | 299.3742 | 276.0519 | 146.2148 | 274.0668 | 4 | 899.7782 | 909.8786 | 908.289 | 853.6793 | 907.5914 | 549.1436 | 891.4512 | 887.5327 | 903.5195 | 770.4477 | 353.4623 | 761.3205
[7 empty] | 5 | 9.6223 | 14.3724 | 27.564 | 24.2306 | 13.9452 | 24.2264 | 14.4432 | 16.6744 | 0.73397 | 5.4577 | 16.725 | 19.7183 |  | 5 | 21.6 | 19.2682 | 2.3318 | 10.7955 | 5 | 50 | 45.6287 | 4.3713 | 8.7425 | 5 | 172.9905 | 293.8797 | 299.9997 | 299.9962 | 291.6323 | 299.9961 | 294.1899 | 298.8926 | 0.51932 | 16.9638 | 298.9336 | 299.8867 | 5 | 422.6517 | 864.5305 | 909.991 | 909.9211 | 850.9199 | 909.9209 | 866.4766 | 899.4057 | 2.4373 | 49.7866 | 899.7446 | 908.5203
|  |  |  | Wind Speed Mean (m/s) | 14 |  | 6 | 16.4982 | 20.9512 | 17.0734 | 3.7094 | 17.3275 | 12.4729 | 14.2519 | 13.3044 | 17.6886 | 8.3413 | 11.3559 | 14.9541 |  | 6 | 38.3 | 34.2477 | 4.0523 | 10.5804 | 6 | 96 | 80.5809 | 15.4191 | 16.0616 | 6 | 298.7368 | 299.955 | 299.1782 | 4.7685 | 299.3205 | 276.1011 | 293.3138 | 286.6985 | 299.4814 | 102.7747 | 249.9874 | 296.0147 | 6 | 898.1373 | 909.3354 | 901.8043 | 16.5965 | 903.0426 | 770.6765 | 861.0256 | 823.3057 | 904.4893 | 249.2158 | 662.458 | 878.3475
|  |  |  | Wind Speed Standard Deviation | 5 |  | 7 | 3.6738 | 8.5111 | 16.9246 | 17.9908 | 14.5618 | 13.6461 | 17.2473 | 16.318 | 18.5411 | 7.6489 | 6.8315 | 10.142 |  | 7 | 62.4 | 58.4481 | 3.9519 | 6.3332 | 7 | 156 | 138.0312 | 17.9688 | 11.5185 | 7 | 4.645 | 111.5427 | 299.0815 | 299.5864 | 294.6756 | 289.6011 | 299.2785 | 298.5548 | 299.7262 | 70.9979 | 43.1379 | 200.3743 | 7 | 16.2243 | 269.6778 | 900.9803 | 905.4672 | 869.5623 | 839.2285 | 902.6733 | 896.6842 | 906.8255 | 176.4092 | 112.704 | 499.3103
[7 empty] | 8 | 11.3186 | 11.9672 | 7.9996 | 15.7361 | 17.4226 | 16.0855 | 18.2108 | 17.6666 | 11.8449 | 12.13 | 17.0143 | 8.1079 |  | 8 | 93.1 | 93.7185 | 0.61853 | 0.66438 | 8 | 238 | 225.3141 | 12.6859 | 5.3302 | 8 | 248.8123 | 266.3165 | 86.2179 | 297.7699 | 299.3671 | 298.2811 | 299.6493 | 299.4728 | 263.4746 | 269.797 | 299.141 | 91.2928 | 8 | 658.0708 | 727.3414 | 211.0942 | 890.6927 | 903.4565 | 894.5488 | 906.0685 | 904.4104 | 715.4588 | 742.2971 | 901.486 | 222.7209
[7 empty] | 9 | 5.0074 | 14.0774 | 21.0568 | 13.7398 | 9.6536 | 9.3028 | 11.4856 | 16.1034 | 7.8081 | 13.0332 | 10.2866 | 16.58 |  | 9 | 132.6 | 138.1041 | 5.5041 | 4.1509 | 9 | 340 | 343.2489 | 3.2489 | 0.95555 | 9 | 12.3011 | 292.4021 | 299.9585 | 290.2838 | 174.7076 | 155.1963 | 253.9133 | 298.3039 | 77.6687 | 283.86 | 207.4538 | 298.8116 | 9 | 37.6761 | 855.493 | 909.3795 | 843.1019 | 427.2627 | 376.1474 | 677.3636 | 894.7249 | 191.5879 | 808.4603 | 520.3751 | 898.7434
[7 empty] | 10 | 2.9142 | 17.0944 | 5.4974 | 15.4552 | 9.4006 | 7.9106 | 21.6476 | 18.3348 | 13.5433 | 9.9906 | 9.9513 | 6.4748 |  | 10 | 181.6 | 184.69 | 3.09 | 1.7015 | 10 | 466 | 479.6676 | 13.6676 | 2.933 | 10 | 2.6455 | 299.191 | 17.4467 | 297.2519 | 160.6832 | 82.1768 | 299.9733 | 299.6804 | 288.7989 | 192.6789 | 190.6362 | 34.1661 | 10 | 9.9716 | 901.9145 | 51.0151 | 886.9238 | 390.2525 | 201.8636 | 909.5773 | 906.3718 | 834.7427 | 477.0421 | 471.2335 | 91.734
[7 empty] | 11 | 17.0339 | 9.2246 | 11.5277 | 14.7305 | 17.6354 | 11.3573 | 14.8693 | 7.555 | 15.9451 | 14.3214 | 19.3064 | 24.438 |  | 11 | 230.5 | 225.1373 | 5.3627 | 2.3266 | 11 | 600 | 611.7788 | 11.7788 | 1.9631 | 11 | 299.1535 | 150.8 | 255.1317 | 295.2986 | 299.4603 | 250.0323 | 295.7568 | 67.2537 | 298.0914 | 293.6459 | 299.8457 | 299.9967 | 11 | 901.5928 | 364.9834 | 682.0712 | 873.5945 | 904.2966 | 662.6261 | 876.6199 | 167.8945 | 893.0998 | 863.0757 | 908.067 | 909.9311
[7 empty] | 12 | 12.4275 | 12.0222 | 6.8313 | 19.6495 | 16.4035 | 15.5138 | 11.2464 | 8.6479 | 6.4884 | 7.4836 | 15.9584 | 22.8747 |  | 12 | 269.3 | 254.8642 | 14.4358 | 5.3605 | 12 | 710 | 719.4444 | 9.4444 | 1.3302 | 12 | 275.3416 | 267.5285 | 43.1327 | 299.8807 | 298.6442 | 297.3689 | 246.4724 | 118.8243 | 34.4761 | 64.5005 | 298.1103 | 299.9894 | 12 | 767.1595 | 732.497 | 112.692 | 908.4528 | 897.3943 | 887.7644 | 649.4324 | 286.8581 | 92.4657 | 161.6321 | 893.2429 | 909.8096
[7 empty] | 13 | 9.5052 | 17.6509 | 7.3219 | 15.7124 | 11.773 | 20.9318 | 18.5768 | 20.162 | 15.7596 | 23.0882 | 9.6481 | 15.5559 |  | 13 | 290.5 | 274.1427 | 16.3573 | 5.6308 | 13 | 790 | 795.514 | 5.514 | 0.69797 | 13 | 166.5198 | 299.4666 | 58.5715 | 297.7304 | 261.7082 | 299.9544 | 299.7334 | 299.9188 | 297.8087 | 299.9909 | 174.4068 | 297.4501 | 13 | 405.4801 | 904.3533 | 148.1294 | 890.4002 | 708.2112 | 909.327 | 906.898 | 908.8906 | 890.98 | 909.8342 | 426.4533 | 888.3511
[7 empty] | 14 | 18.631 | 11.5789 | 10.5748 | 14.524 | 17.9551 | 12.9645 | 19.9228 | 21.7518 | 10.2152 | 8.4187 | 18.1461 | 13.1036 |  | 14 | 300 | 285.6505 | 14.3495 | 4.7832 | 14 | 850 | 844.0023 | 5.9977 | 0.70561 | 14 | 299.744 | 256.5774 | 220.6865 | 294.5254 | 299.5752 | 283.0539 | 299.9028 | 299.9753 | 203.9894 | 106.7358 | 299.6319 | 284.6468 | 14 | 907.0051 | 687.7095 | 561.4373 | 868.6029 | 905.3613 | 804.3568 | 908.7042 | 909.6049 | 509.9941 | 258.4319 | 905.9004 | 812.5116
[7 empty] | 15 | 10.3624 | 18.4387 | 7.7848 | 18.4597 | 15.308 | 15.053 | 17.7865 | 12.2359 | 12.3421 | 10.0155 | 24.0747 | 23.3977 |  | 15 | 300 | 292.1828 | 7.8172 | 2.6057 | 15 | 880 | 872.9118 | 7.0882 | 0.80548 | 15 | 211.0522 | 299.7043 | 76.6671 | 299.7089 | 296.9343 | 296.2961 | 299.518 | 271.8869 | 273.8522 | 193.9634 | 299.9957 | 299.9928 | 15 | 531.3126 | 906.6078 | 189.3074 | 906.6537 | 884.6709 | 880.2538 | 904.8269 | 751.5096 | 760.3449 | 480.7161 | 909.9127 | 909.8644
[7 empty] | 16 | 6.4419 | 11.9094 | 11.9976 | 8.9314 | 12.1474 | 14.1911 | 8.1136 | 19.0121 | 13.7087 | 12.5541 | 14.5183 | 21.484 |  | 16 | 300 | 295.7853 | 4.2147 | 1.4049 | 16 | 905 | 889.4659 | 15.5341 | 1.7165 | 16 | 33.426 | 264.9975 | 266.9912 | 134.3665 | 270.1507 | 293.0089 | 91.5664 | 299.8076 | 290.0621 | 277.4057 | 294.5022 | 299.9699 | 16 | 89.9845 | 721.7914 | 730.205 | 324.2202 | 743.8436 | 859.1603 | 223.349 | 907.6605 | 841.8377 | 776.7857 | 868.4548 | 909.5299
[7 empty] | 17 | 12.4952 | 11.6369 | 20.5645 | 14.3253 | 12.4715 | 4.9909 | 17.2981 | 20.7862 | 23.0724 | 14.904 | 15.3314 | 14.5951 |  | 17 | 300 | 297.7404 | 2.2596 | 0.75318 | 17 | 910 | 898.7266 | 11.2734 | 1.2388 | 17 | 276.4658 | 258.1665 | 299.9399 | 293.664 | 276.0777 | 12.1565 | 299.3053 | 299.9491 | 299.9908 | 295.8643 | 296.9871 | 294.8047 | 17 | 772.3754 | 693.9755 | 909.1457 | 863.1876 | 770.5676 | 37.292 | 902.9092 | 909.2603 | 909.8325 | 877.3378 | 885.0431 | 870.3907
[7 empty] | 18 | 9.2892 | 10.6217 | 13.9597 | 19.1402 | 17.0831 | 16.22 | 13.9464 | 19.6976 | 17.4621 | 11.6535 | 17.5539 | 14.4974 |  | 18 | 300 | 298.7923 | 1.2077 | 0.40256 | 18 | 910 | 903.8398 | 6.1602 | 0.67695 | 18 | 154.4357 | 222.722 | 291.7205 | 299.8252 | 299.1841 | 298.4453 | 291.6398 | 299.8849 | 299.3856 | 258.6124 | 299.4264 | 294.4173 | 18 | 374.2075 | 567.9703 | 851.4394 | 907.847 | 901.8554 | 895.8227 | 850.964 | 908.5002 | 903.6211 | 695.7467 | 903.9883 | 867.9151
[7 empty] | 19 | 13.5144 | 15.9224 | 16.9116 | 17.982 | 18.9442 | 21.3586 | 6.4873 | 17.9509 | 16.3146 | 18.3187 | 11.2649 | 14.9404 |  | 19 | 300 | 299.3556 | 0.64441 | 0.2148 | 19 | 910 | 906.6424 | 3.3576 | 0.36896 | 19 | 288.5625 | 298.059 | 299.0725 | 299.5837 | 299.7976 | 299.9669 | 34.4495 | 299.5739 | 298.5512 | 299.6765 | 247.0791 | 295.9741 | 19 | 833.4343 | 892.8541 | 900.9045 | 905.4413 | 907.5553 | 909.49 | 92.4028 | 905.3488 | 896.6554 | 906.3336 | 651.6602 | 878.0741
[7 empty] | 20 | 26.6898 | 10.3541 | 15.3634 | 20.2219 | 7.538 | 4.3373 | 9.7457 | 11.4115 | 18.8779 | 14.4228 | 14.0913 | 11.8592 |  | 20 | 300 | 299.6564 | 0.34355 | 0.11452 | 20 | 910 | 908.1726 | 1.8274 | 0.20081 | 20 | 299.9994 | 210.6622 | 297.0579 | 299.9223 | 66.5913 | 7.5645 | 179.7184 | 251.7013 | 299.7872 | 294.102 | 292.4791 | 263.8161 | 20 | 909.984 | 530.1193 | 885.5431 | 908.9329 | 166.388 | 24.7346 | 440.8555 | 668.9169 | 907.4478 | 865.9233 | 855.9551 | 716.872
[7 empty] | 21 | 19.9219 | 16.2409 | 11.9389 | 10.4112 | 13.4299 | 14.9745 | 12.9752 | 16.5304 | 6.6714 | 9.3692 | 11.0504 | 22.936 |  | 21 | 300 | 299.8169 | 0.18307 | 0.061024 | 21 | 910 | 909.0062 | 0.99384 | 0.10921 | 21 | 299.9027 | 298.4692 | 265.6759 | 213.3257 | 287.8447 | 296.0744 | 283.1825 | 298.7668 | 38.8895 | 158.9257 | 239.7004 | 299.9899 | 21 | 908.7034 | 896.0104 | 724.6382 | 538.3082 | 829.4948 | 878.7495 | 805.0083 | 898.3796 | 102.8232 | 385.7131 | 625.1146 | 909.817
[7 empty] | 22 | 17.6756 | 18.0442 | 18.4312 | 13.5798 | 12.8908 | 19.0094 | 15.882 | 13.9211 | 14.8478 | 7.2758 | 11.7377 | 16.2463 |  | 22 | 300 | 299.9025 | 0.09753 | 0.03251 | 22 | 910 | 909.4597 | 0.54027 | 0.05937 | 22 | 299.4763 | 299.6027 | 299.7027 | 289.0901 | 282.1479 | 299.8072 | 297.9996 | 291.4845 | 295.689 | 56.9585 | 260.816 | 298.4755 | 22 | 904.4427 | 905.6211 | 906.5914 | 836.3629 | 799.7995 | 907.6563 | 892.4062 | 850.0516 | 876.1687 | 144.4497 | 704.5885 | 896.0593
[7 empty] | 23 | 12.5097 | 3.5223 | 14.4705 | 8.4291 | 9.8624 | 19.7927 | 7.1338 | 15.7964 | 12.8549 | 19.8249 | 14.8819 | 19.737 |  | 23 | 300 | 299.948 | 0.051951 | 0.017317 | 23 | 910 | 909.7064 | 0.29364 | 0.032268 | 23 | 276.7002 | 4.1529 | 294.3054 | 107.2682 | 185.9625 | 299.8928 | 52.2068 | 297.8678 | 281.691 | 299.8954 | 295.7962 | 299.8883 | 23 | 773.471 | 14.7271 | 867.2061 | 259.674 | 458.0954 | 908.59 | 133.586 | 891.4195 | 797.5221 | 908.6192 | 876.8826 | 908.5382
[7 empty] | Daily Avg | 13.1385 | 13.56 | 14.1901 | 15.2391 | 14.111 | 14.3013 | 14.4901 | 15.5761 | 13.2581 | 11.8071 | 14.3268 | 14.9858 |  | 24 | 300 | 299.9723 | 0.027671 | 0.0092237 | 24 | 910 | 909.8404 | 0.15957 | 0.017535 | Daily kWh | 5277.6273 | 5673.647 | 5529.369 | 6366.1793 | 6071.2625 | 5767.009 | 6175.0504 | 6361.8861 | 5453.5134 | 4941.8983 | 6223.5781 | 6013.6556 | Daily kWh | 15121.6093 | 16270.2371 | 15997.9466 | 18697.1759 | 17505.3178 | 16839.4735 | 18030.8994 | 18706.5609 | 15927.7954 | 13785.3039 | 17889.8277 | 17598.4499
[21 empty] | 25 | 300 | 299.9853 | 0.014738 | 0.0049127 | 25 | 910 | 909.9133 | 0.08671 | 0.0095286 | [22 empty] | 4.3 Steps 1 and 3 | [12 empty] | 4.3 Steps 1 and 3 | [12 empty] | 4.3 Steps 1 and 3
[6 empty] | 4.1 Step 1 | [13 empty] | Average | 26 | 0 |  |  |  | 26 | 910 | 909.9529 | 0.047116 | 0.0051776 | [14 empty] | 4.1 Step 8 |  |  |  | 4.3 Step 2 |  |  |  | Total power surplus (annual kWh) |  |  | 165631.4022 |  | 4.1 Step 8 |  |  |  | 4.3 Step 2 |  |  |  | Total power surplus (annual kWh) |  |  | 168986.1758 |  | 4.1 Step 8 |  |  |  | 4.3 Step 2 |  |  |  | Total power surplus (annual kWh) |  |  | 162898.2333
[6 empty] | Monthly Avg. Load (kW) |  | 423 | 413 | 438 | 447 | 452 | 467 | 487 | 472 | 387 | 387 | 377 | 367 | 426.4167 | 27 | 0 |  |  |  | 27 | 910 | 909.9744 | 0.025601 | 0.0028133 | [14 empty] | Service Availability |  | 0.86111 |  | Min storage power |  | 557.6516 |  | Min storage capacity / expected output (annual kWh) |  |  | 9439.7983 |  | Service Availability |  | 0.87153 |  | Min storage power |  | 601.8581 |  | Min storage capacity / expected output (annual kWh) |  |  | 8685.7573 |  | Service Availability |  | 0.85417 |  | Min storage power |  | 547.9244 |  | Min storage capacity / expected output (annual kWh) |  |  | 9370.8863
[6 empty] | Hourly Demand Factor (Proportion of Monthly Average Load) | Hour of Day | Load (kW) - Noise-Free Model | [12 empty] | 28 | 0 |  |  |  | 28 | 910 | 909.9861 | 0.013911 | 0.0015286 | 4.1 Step 5 | [12 empty] | 4.1 Step 7 | [10 empty] | Ratio | 17.5461 | 4.1 Step 7 | [10 empty] | Ratio | 19.4555 | 4.1 Step 7 | [10 empty] | Ratio | 17.3834
[21 empty] | 29 | 0 |  |  |  | 29 | 910 | 909.9924 | 0.0075584 | 0.00083059 | Hour | Total VRE Power Generated (kW) | [11 empty] | Hour | Difference Between Power Generated and Load |  |  |  |  | VRE-Only, Noise-Free Load Model | [6 empty] | Hour | Difference Between Power Generated and Load |  |  |  |  | VRE-Only, Randomized Noise Load Model | [6 empty] | Hour | Difference Between Power Generated and Load |  |  |  |  | VRE-Only, Normal Distribution Noise Load Model
[8 empty] | January | February | March | April | May | June | July | August | September | October | November | December |  | 30 | 0 |  |  |  | 30 | 910 | 909.9959 | 0.0041069 | 0.0004513 |  | January | February | March | April | May | June | July | August | September | October | November | December |  | January | February | March | April | May | June | July | August | September | October | November | December |  | January | February | March | April | May | June | July | August | September | October | November | December |  | January | February | March | April | May | June | July | August | September | October | November | December
[6 empty] | 0.775 | 0 | 327.825 | 320.075 | 339.45 | 346.425 | 350.3 | 361.925 | 377.425 | 365.8 | 299.925 | 299.925 | 292.175 | 284.425 |  | 31 | 0 |  |  |  | 31 | 910 | 909.9978 | 0.0022315 | 0.00024522 | 0 | 546.5057 | 273.6954 | 1209.2542 | 1209.7383 | 1197.6771 | 1208.3933 | 1019.7572 | 1205.892 | 5.12 | 915.3319 | 1185.51 | 1060.2058 | 0 | 218.6807 | -46.3796 | 869.8042 | 863.3133 | 847.3771 | 846.4683 | 642.3322 | 840.092 | -294.805 | 615.4069 | 893.335 | 775.7808 | 0 | 302.3605 | 160.472 | 943.4554 | 931.3755 | 652.6192 | 1060.452 | 587.9792 | 810.1435 | -283.0921 | 544.8572 | 1115.1389 | 781.551 | 0 | 224.0163 | -79.1083 | 760.0809 | 913.5501 | 852.5356 | 797.5424 | 659.0932 | 766.4791 | -299.2022 | 751.4393 | 955.5566 | 673.1612
[6 empty] | 0.775 | 1 | 327.825 | 320.075 | 339.45 | 346.425 | 350.3 | 361.925 | 377.425 | 365.8 | 299.925 | 299.925 | 292.175 | 284.425 |  | 32 | 0 |  |  |  | 32 | 910 | 909.9988 | 0.0012125 | 0.00013324 | 1 | 1207.3149 | 1204.3538 | 1197.4375 | 1020.0513 | 160.9925 | 1138.7667 | 1201.7094 | 265.2249 | 1204.6905 | 107.759 | 1208.1597 | 0.5976 | 1 | 879.4899 | 884.2788 | 857.9875 | 673.6263 | -189.3075 | 776.8417 | 824.2844 | -100.5751 | 904.7655 | -192.166 | 915.9847 | -283.8274 | 1 | 726.6855 | 961.1779 | 937.7365 | 547.5119 | -36.9089 | 668.6981 | 944.5239 | -73.8507 | 849.6348 | -250.5615 | 881.0727 | -428.2141 | 1 | 731.863 | 964.6449 | 845.5575 | 570.1819 | -223.9412 | 787.8057 | 871.85 | -95.0622 | 803.491 | -118.921 | 856.4884 | -117.6368
[6 empty] | 0.75 | 2 | 317.25 | 309.75 | 328.5 | 335.25 | 339 | 350.25 | 365.25 | 354 | 290.25 | 290.25 | 282.75 | 275.25 |  | 33 | 0 |  |  |  | 33 | 910 | 909.9993 | 0.0006588 | 7.2396e-05 | 2 | 1205.1802 | 5.1929 | 909.3644 | 1195.2636 | 634.8907 | 92.9915 | 1179.1179 | 739.4657 | 383.0213 | 1104.6588 | 1179.1906 | 1193.8296 | 2 | 887.9302 | -304.5571 | 580.8644 | 860.0136 | 295.8907 | -257.2585 | 813.8679 | 385.4657 | 92.7713 | 814.4088 | 896.4406 | 918.5796 | 2 | 1038.5195 | -115.3772 | 795.9712 | 763.4825 | 84.626 | -88.9671 | 638.4384 | 452.7369 | 239.1111 | 979.4188 | 782.4829 | 888.4909 | 2 | 916.1994 | -183.1372 | 521.3232 | 791.5363 | 354.787 | -533.5775 | 758.3892 | 423.6794 | 127.188 | 563.4591 | 864.1776 | 1008.2615
[6 empty] | 0.75 | 3 | 317.25 | 309.75 | 328.5 | 335.25 | 339 | 350.25 | 365.25 | 354 | 290.25 | 290.25 | 282.75 | 275.25 |  | 34 | 0 |  |  |  | 34 | 910 | 909.9996 | 0.00035796 | 3.9336e-05 | 3 | 1198.7244 | 1209.0611 | 378.9917 | 1134.2967 | 1209.132 | 1207.1998 | 1193.1252 | 1205.2991 | 1205.3152 | 977.7936 | 1169.5369 | 385.0872 | 3 | 881.4744 | 899.3111 | 50.4917 | 799.0467 | 870.132 | 856.9498 | 827.8752 | 851.2991 | 915.0652 | 687.5436 | 886.7869 | 109.8372 | 3 | 719.0081 | 1075.4331 | 115.9868 | 710.1069 | 1040.976 | 911.5038 | 719.5721 | 688.5618 | 741.0449 | 737.9142 | 842.0261 | 255.5406 | 3 | 901.7693 | 904.5546 | -79.0663 | 779.5125 | 865.5339 | 774.4747 | 920.4534 | 975.2508 | 889.9158 | 825.6866 | 872.959 | 136.7626
[6 empty] | 0.75 | 4 | 317.25 | 309.75 | 328.5 | 335.25 | 339 | 350.25 | 365.25 | 354 | 290.25 | 290.25 | 282.75 | 275.25 |  | Correlation coefficient |  | 0.99914 |  |  | Correlation coefficient |  | 0.99978 |  |  | 4 | 1198.7159 | 1209.8723 | 1208.155 | 1145.7778 | 1207.3924 | 765.9475 | 1189.3233 | 1184.8694 | 1202.8937 | 1046.4996 | 499.6771 | 1035.3873 | 4 | 881.4659 | 900.1223 | 879.655 | 810.5278 | 868.3924 | 415.6975 | 824.0733 | 830.8694 | 912.6437 | 756.2496 | 216.9271 | 760.1373 | 4 | 1078.7046 | 1041.6086 | 1030.5594 | 803.7079 | 817.3101 | 634.9675 | 815.6792 | 818.2197 | 906.2405 | 637.438 | 96.3218 | 606.1495 | 4 | 764.3571 | 822.8363 | 950.6638 | 902.906 | 929.6154 | 462.979 | 793.5169 | 795.1295 | 853.008 | 949.8775 | 305.3144 | 776.1012
[6 empty] | 0.775 | 5 | 327.825 | 320.075 | 339.45 | 346.425 | 350.3 | 361.925 | 377.425 | 365.8 | 299.925 | 299.925 | 292.175 | 284.425 |  |  | r^2 | 0.99827 |  |  |  | r^2 | 0.99956 |  |  | 5 | 606.3797 | 1158.4102 | 1209.9906 | 1209.9173 | 1142.5522 | 1209.917 | 1160.6665 | 1198.2983 | 2.9567 | 71.3049 | 1218.7133 | 1236.7311 | 5 | 278.5547 | 838.3352 | 870.5406 | 863.4923 | 792.2522 | 847.992 | 783.2415 | 832.4983 | -296.9683 | -228.6201 | 926.5383 | 952.3061 | 5 | 311.6881 | 969.4189 | 784.9099 | 756.0591 | 868.889 | 911.613 | 879.9045 | 753.8818 | -99.8575 | -137.0983 | 958.7444 | 755.3783 | 5 | 180.1016 | 888.0522 | 853.2239 | 942.0423 | 904.4827 | 766.8436 | 745.4116 | 737.1714 | -375.9634 | -277.9825 | 751.188 | 948.3662
[6 empty] | 0.775 | 6 | 327.825 | 320.075 | 339.45 | 346.425 | 350.3 | 361.925 | 377.425 | 365.8 | 299.925 | 299.925 | 292.175 | 284.425 | [11 empty] | 6 | 1238.6086 | 1236.3113 | 1209.8219 | 21.365 | 1202.3631 | 1046.7777 | 1154.3394 | 1110.0042 | 1212.9712 | 388.7421 | 954.4773 | 1220.8376 | 6 | 910.7836 | 916.2363 | 870.3719 | -325.06 | 852.0631 | 684.8527 | 776.9144 | 744.2042 | 913.0462 | 88.8171 | 662.3023 | 936.4126 | 6 | 1098.1863 | 1125.9473 | 989.3742 | -416.5074 | 801.3393 | 881.1881 | 804.254 | 855.4817 | 1009.9784 | 149.2377 | 449.9498 | 980.7896 | 6 | 1062.8986 | 948.7096 | 794.4873 | -307.6864 | 774.9583 | 603.1417 | 709.6841 | 852.6984 | 868.0885 | 40.9066 | 767.6702 | 918.0467
[6 empty] | 0.8 | 7 | 338.4 | 330.4 | 350.4 | 357.6 | 361.6 | 373.6 | 389.6 | 377.6 | 309.6 | 309.6 | 301.6 | 293.6 | [11 empty] | 7 | 77.4585 | 430.8357 | 1246.3545 | 1236.9765 | 1173.8173 | 1132.9898 | 1207.1682 | 1219.2387 | 1250.7587 | 300.7983 | 207.2322 | 759.5413 | 7 | -260.9415 | 100.4357 | 895.9545 | 879.3765 | 812.2173 | 759.3898 | 817.5682 | 841.6387 | 941.1587 | -8.8017 | -94.3678 | 465.9413 | 7 | -289.8152 | -11.9667 | 857.904 | 708.4857 | 729.8154 | 917.7951 | 1018.2257 | 1039.3838 | 1130.4334 | 178.6963 | -29.791 | 297.2113 | 7 | -304.5325 | 140.9039 | 860.9179 | 795.6617 | 857.7775 | 708.7728 | 742.4309 | 857.8736 | 895.8776 | -167.2658 | -125.2833 | 484.5581
[6 empty] | 0.85 | 8 | 359.55 | 351.05 | 372.3 | 379.95 | 384.2 | 396.95 | 413.95 | 401.2 | 328.95 | 328.95 | 320.45 | 311.95 |  |  | Turbine | E-30 | E-44 | [6 empty] | 8 | 972.0845 | 1050.4203 | 354.3482 | 1239.8419 | 1248.0634 | 1237.2953 | 1249.5035 | 1257.5946 | 1037.3443 | 1070.6371 | 1258.3197 | 377.0267 | 8 | 612.5345 | 699.3703 | -17.9518 | 859.8919 | 863.8634 | 840.3453 | 835.5535 | 856.3946 | 708.3943 | 741.6871 | 937.8697 | 65.0767 | 8 | 801.5955 | 754.9866 | 177.5649 | 649.9098 | 719.9697 | 704.2819 | 751.8567 | 940.2715 | 569.9357 | 799.5638 | 759.4898 | 241.1665 | 8 | 504.8243 | 642.6895 | -51.1392 | 901.0424 | 927.5545 | 942.7319 | 896.9271 | 891.2225 | 703.7743 | 847.8092 | 974.182 | 86.6944
[6 empty] | 0.9 | 9 | 380.7 | 371.7 | 394.2 | 402.3 | 406.8 | 420.3 | 438.3 | 424.8 | 348.3 | 348.3 | 339.3 | 330.3 |  |  | c | 300 | 910 | [6 empty] | 9 | 120.6929 | 1204.443 | 1264.9499 | 1189.311 | 655.2692 | 583.8664 | 987.9692 | 1253.3991 | 329.3734 | 1145.5298 | 789.2234 | 1264.4847 | 9 | -260.0071 | 832.743 | 870.7499 | 787.011 | 248.4692 | 163.5664 | 549.6692 | 828.5991 | -18.9266 | 797.2298 | 449.9234 | 934.1847 | 9 | -165.6827 | 717.2769 | 1026.0887 | 677.3028 | 147.2826 | -55.2708 | 642.9622 | 897.3725 | -50.3882 | 958.4731 | 391.2316 | 712.9541 | 9 | -90.4202 | 855.062 | 884.539 | 908.3201 | 317.4137 | 93.2727 | 513.7585 | 821.7838 | -25.3816 | 822.9021 | 421.4925 | 872.3395
[6 empty] | 0.975 | 10 | 412.425 | 402.675 | 427.05 | 435.825 | 440.7 | 455.325 | 474.825 | 460.2 | 377.325 | 377.325 | 367.575 | 357.825 |  |  | a | 340 | 400 | [6 empty] | 10 | 88.7852 | 1258.4643 | 122.7035 | 1238.9574 | 601.9531 | 342.1383 | 1265.6386 | 1264.8883 | 1184.8302 | 732.5518 | 719.2659 | 191.6552 | 10 | -323.6398 | 855.7893 | -304.3465 | 803.1324 | 161.2531 | -113.1867 | 790.8136 | 804.6883 | 807.5052 | 355.2268 | 351.6909 | -166.1698 | 10 | -296.2086 | 977.7768 | -310.471 | 1003.0924 | 23.9601 | 55.0475 | 755.0226 | 753.6111 | 1028.1089 | 458.9694 | 246.6651 | -140.7004 | 10 | -330.8031 | 1001.4391 | -248.0511 | 623.6307 | 93.6309 | -71.5653 | 859.7714 | 747.5907 | 803.7869 | 285.9575 | 249.6869 | -106.3317
[6 empty] | 1.1 | 11 | 465.3 | 454.3 | 481.8 | 491.7 | 497.2 | 513.7 | 535.7 | 519.2 | 425.7 | 425.7 | 414.7 | 403.7 |  |  | k | 0.63 | 0.61 | [6 empty] | 11 | 1274.2774 | 575.8784 | 987.8875 | 1225.1489 | 1258.1032 | 966.507 | 1229.1319 | 295.4759 | 1256.9191 | 1221.0701 | 1271.1531 | 1279.4023 | 11 | 808.9774 | 121.5784 | 506.0875 | 733.4489 | 760.9032 | 452.807 | 693.4319 | -223.7241 | 831.2191 | 795.3701 | 856.4531 | 875.7023 | 11 | 593.2026 | 259.1198 | 575.1723 | 765.8581 | 908.4213 | 650.7438 | 777.7909 | -298.5372 | 831.4165 | 829.5657 | 999.6192 | 922.7418 | 11 | 805.6302 | 143.395 | 554.4468 | 755.3861 | 835.9498 | 413.4957 | 668.055 | -240.7686 | 779.8016 | 673.6741 | 667.0412 | 862.649
[6 empty] | 1.2 | 12 | 507.6 | 495.6 | 525.6 | 536.4 | 542.4 | 560.4 | 584.4 | 566.4 | 464.4 | 464.4 | 452.4 | 440.4 |  |  | r | 0.99914 | 0.99978 | [6 empty] | 12 | 1122.8825 | 1058.9445 | 209.4403 | 1264.5484 | 1251.9561 | 1237.443 | 952.5475 | 462.2496 | 188.2274 | 286.7066 | 1257.7053 | 1284.2821 | 12 | 615.2825 | 563.3445 | -316.1597 | 728.1484 | 709.5561 | 677.043 | 368.1475 | -104.1504 | -276.1726 | -177.6934 | 805.3053 | 843.8821 | 12 | 395.4551 | 536.8386 | -165.7633 | 853.1979 | 732.6234 | 556.2885 | 422.7073 | 80.068 | -214.4482 | -274.7427 | 968.6014 | 789.7577 | 12 | 658.2452 | 449.7558 | -284.4272 | 667.9354 | 735.1302 | 705.1608 | 375.4586 | -18.1325 | -133.4417 | -147.3549 | 759.0142 | 807.771
[6 empty] | 1.3 | 13 | 549.9 | 536.9 | 569.4 | 581.1 | 587.6 | 607.1 | 633.1 | 613.6 | 503.1 | 503.1 | 490.1 | 477.1 |  |  | r^2 | 0.99827 | 0.99956 | [6 empty] | 13 | 649.7469 | 1263.8079 | 260.2825 | 1242.5752 | 1022.8704 | 1262.2685 | 1266.3674 | 1266.1689 | 1251.7454 | 1276.4148 | 662.9182 | 1259.2668 | 13 | 99.8469 | 726.9079 | -309.1175 | 661.4752 | 435.2704 | 655.1685 | 633.2674 | 652.5689 | 748.6454 | 773.3148 | 172.8182 | 782.1668 | 13 | 144.0852 | 610.4723 | -344.5941 | 464.3021 | 595.3639 | 689.3527 | 570.4984 | 447.2247 | 699.7958 | 960.2191 | 111.9855 | 721.1552 | 13 | 38.8655 | 624.5019 | -315.7963 | 672.8972 | 424.3851 | 650.7855 | 567.9284 | 684.9424 | 616.8399 | 696.4835 | 197.4662 | 878.5832
[6 empty] | 1.5 | 14 | 634.5 | 619.5 | 657 | 670.5 | 678 | 700.5 | 730.5 | 708 | 580.5 | 580.5 | 565.5 | 550.5 | [11 empty] | 14 | 1281.4038 | 999.4293 | 836.323 | 1216.7781 | 1251.3825 | 1139.7721 | 1261.4599 | 1263.6301 | 769.4539 | 429.4672 | 1265.6273 | 1167.5098 | 14 | 646.9038 | 379.9293 | 179.323 | 546.2781 | 573.3825 | 439.2721 | 530.9599 | 555.6301 | 188.9539 | -151.0328 | 700.1273 | 617.0098 | 14 | 836.9462 | 564.128 | 362.7557 | 379.9032 | 566.3662 | 534.9083 | 544.3325 | 601.7516 | 37.4314 | -266.6819 | 905.9238 | 827.042 | 14 | 627.5474 | 324.7937 | 110.9417 | 547.4917 | 467.9817 | 497.6036 | 344.4271 | 711.2363 | 65.5413 | -81.4072 | 646.0083 | 541.0901
[6 empty] | 1.5 | 15 | 634.5 | 619.5 | 657 | 670.5 | 678 | 700.5 | 730.5 | 708 | 580.5 | 580.5 | 565.5 | 550.5 | [11 empty] | 15 | 816.9882 | 1261.6621 | 316.4249 | 1255.1081 | 1226.5433 | 1221.0904 | 1254.9382 | 1076.3676 | 1087.3112 | 738.6154 | 1272.5683 | 1283.5932 | 15 | 182.4882 | 642.1621 | -340.5751 | 584.6081 | 548.5433 | 520.5904 | 524.4382 | 368.3676 | 506.8112 | 158.1154 | 707.0683 | 733.0932 | 15 | 372.3261 | 547.5375 | -465.1757 | 431.096 | 643.056 | 577.1025 | 594.8478 | 324.3613 | 651.0191 | 340.2472 | 640.611 | 527.079 | 15 | 149.8714 | 685.0775 | -314.0474 | 610.3574 | 516.647 | 362.9928 | 624.4554 | 180.9299 | 519.5171 | 158.1722 | 674.9216 | 678.1847
[6 empty] | 1.5 | 16 | 634.5 | 619.5 | 657 | 670.5 | 678 | 700.5 | 730.5 | 708 | 580.5 | 580.5 | 565.5 | 550.5 | [11 empty] | 16 | 196.6852 | 1047.7009 | 1048.0714 | 499.0834 | 1029.8765 | 1160.0986 | 333.1248 | 1248.1286 | 1181.7555 | 1109.9551 | 1221.2145 | 1278.8873 | 16 | -437.8148 | 428.2009 | 391.0714 | -171.4166 | 351.8765 | 459.5986 | -397.3752 | 540.1286 | 601.2555 | 529.4551 | 655.7145 | 728.3873 | 16 | -561.329 | 524.6377 | 179.768 | -164.3121 | 320.7098 | 683.477 | -269.0759 | 324.7872 | 435.353 | 696.9149 | 538.5159 | 776.0173 | 16 | -474.265 | 461.1601 | 435.8743 | -231.7288 | 208.3649 | 421.5667 | -344.7962 | 556.297 | 552.5944 | 508.4306 | 718.1019 | 987.2598
[6 empty] | 1.3 | 17 | 549.9 | 536.9 | 569.4 | 581.1 | 587.6 | 607.1 | 633.1 | 613.6 | 503.1 | 503.1 | 490.1 | 477.1 | [11 empty] | 17 | 1108.8076 | 1000.4623 | 1241.5378 | 1156.8516 | 1046.6453 | 49.4484 | 1202.2145 | 1209.2094 | 1218.4818 | 1207.4324 | 1232.9059 | 1222.6394 | 17 | 558.9076 | 463.5623 | 672.1378 | 575.7516 | 459.0453 | -557.6516 | 569.1145 | 595.6094 | 715.3818 | 704.3324 | 742.8059 | 745.5394 | 17 | 639.9366 | 298.2686 | 768.1733 | 635.8731 | 306.6481 | -596.8436 | 434.4438 | 716.8367 | 748.7345 | 702.6929 | 805.5104 | 714.8957 | 17 | 518.2232 | 481.8742 | 597.4272 | 439.8474 | 420.2452 | -547.9244 | 627.4094 | 622.3325 | 635.8679 | 499.5451 | 884.0984 | 830.3188
[6 empty] | 1.2 | 18 | 507.6 | 495.6 | 525.6 | 536.4 | 542.4 | 560.4 | 584.4 | 566.4 | 464.4 | 464.4 | 452.4 | 440.4 | [11 empty] | 18 | 573.8755 | 807.9299 | 1143.1599 | 1207.6722 | 1201.0395 | 1194.268 | 1142.6037 | 1208.3852 | 1203.0067 | 954.3591 | 1211.8047 | 1194.8931 | 18 | 66.2755 | 312.3299 | 617.5599 | 671.2722 | 658.6395 | 633.868 | 558.2037 | 641.9852 | 738.6067 | 489.9591 | 759.4047 | 754.4931 | 18 | 78.396 | 153.367 | 596.1278 | 887.0602 | 649.7856 | 650.2221 | 563.7498 | 498.6411 | 877.537 | 664.1555 | 759.239 | 547.7647 | 18 | 76.5992 | 319.6071 | 656.4733 | 711.649 | 579.4292 | 649.3198 | 666.6534 | 666.1847 | 695.3426 | 504.1388 | 654.5747 | 804.8902
[6 empty] | 1.1 | 19 | 465.3 | 454.3 | 481.8 | 491.7 | 497.2 | 513.7 | 535.7 | 519.2 | 425.7 | 425.7 | 414.7 | 403.7 | [11 empty] | 19 | 1121.9968 | 1190.9131 | 1199.977 | 1205.025 | 1207.3528 | 1209.4568 | 126.8523 | 1204.9227 | 1195.2066 | 1206.0101 | 898.7393 | 1174.0482 | 19 | 656.6968 | 736.6131 | 718.177 | 713.325 | 710.1528 | 695.7568 | -408.8477 | 685.7227 | 769.5066 | 780.3101 | 484.0393 | 770.3482 | 19 | 467.3944 | 601.0764 | 674.5851 | 854.2787 | 599.1996 | 757.9568 | -601.8581 | 907.1996 | 679.6949 | 964.5157 | 363.0008 | 721.5719 | 19 | 650.263 | 650.8732 | 714.4575 | 700.7485 | 603.2017 | 769.7136 | -365.5996 | 682.5445 | 864.0423 | 732.8199 | 449.2166 | 782.1637
[6 empty] | 0.975 | 20 | 412.425 | 402.675 | 427.05 | 435.825 | 440.7 | 455.325 | 474.825 | 460.2 | 377.325 | 377.325 | 367.575 | 357.825 | [11 empty] | 20 | 1209.9834 | 740.7814 | 1182.601 | 1208.8552 | 232.9792 | 32.299 | 620.574 | 920.6182 | 1207.2351 | 1160.0253 | 1148.4342 | 980.688 | 20 | 797.5584 | 338.1064 | 755.551 | 773.0302 | -207.7208 | -423.026 | 145.749 | 460.4182 | 829.9101 | 782.7003 | 780.8592 | 622.863 | 20 | 880.9139 | 465.1921 | 811.946 | 864.4396 | -96.0242 | -591.5789 | 185.6396 | 387.0104 | 1015.105 | 744.8388 | 957.1847 | 400.48 | 20 | 665.8039 | 85.7834 | 767.75 | 760.4496 | -152.5758 | -396.4837 | 136.7604 | 425.5733 | 793.0596 | 683.2199 | 832.3051 | 438.675
[6 empty] | 0.9 | 21 | 380.7 | 371.7 | 394.2 | 402.3 | 406.8 | 420.3 | 438.3 | 424.8 | 348.3 | 348.3 | 339.3 | 330.3 | [11 empty] | 21 | 1208.6062 | 1194.4797 | 990.314 | 751.6339 | 1117.3395 | 1174.8239 | 1088.1908 | 1197.1464 | 141.7127 | 544.6388 | 864.8151 | 1209.8068 | 21 | 827.9062 | 822.7797 | 596.114 | 349.3339 | 710.5395 | 754.5239 | 649.8908 | 772.3464 | -206.5873 | 196.3388 | 525.5151 | 879.5068 | 21 | 702.2972 | 1036.4403 | 710.3641 | 286.1102 | 849.944 | 824.1411 | 501.2762 | 906.3374 | 15.7171 | 276.7377 | 748.5833 | 826.2602 | 21 | 811.9949 | 857.9368 | 696.7125 | 386.4929 | 716.2546 | 723.9136 | 575.4524 | 804.804 | -134.4439 | 248.5403 | 558.258 | 936.2001
[6 empty] | 0.85 | 22 | 359.55 | 351.05 | 372.3 | 379.95 | 384.2 | 396.95 | 413.95 | 401.2 | 328.95 | 328.95 | 320.45 | 311.95 | [11 empty] | 22 | 1203.919 | 1205.2238 | 1206.294 | 1125.453 | 1081.9474 | 1207.4635 | 1190.4058 | 1141.5362 | 1171.8576 | 201.4082 | 965.4045 | 1194.5347 | 22 | 844.369 | 854.1738 | 833.994 | 745.503 | 697.7474 | 810.5135 | 776.4558 | 740.3362 | 842.9076 | -127.5418 | 644.9545 | 882.5847 | 22 | 997.4572 | 756.4435 | 923.2265 | 581.5291 | 877.8827 | 1013.4557 | 774.8053 | 791.9124 | 712.0577 | -124.4549 | 535.7852 | 714.0314 | 22 | 778.5698 | 841.9865 | 910.928 | 763.7171 | 789.7049 | 680.5544 | 861.1253 | 805.7397 | 836.1406 | -76.9833 | 569.6386 | 934.3084
[6 empty] | 0.8 | 23 | 338.4 | 330.4 | 350.4 | 357.6 | 361.6 | 373.6 | 389.6 | 377.6 | 309.6 | 309.6 | 301.6 | 293.6 | [11 empty] | 23 | 1050.1712 | 18.8801 | 1161.5115 | 366.9421 | 644.0579 | 1208.4829 | 185.7928 | 1189.2874 | 1079.2131 | 1208.5146 | 1172.6788 | 1208.4264 | 23 | 711.7712 | -311.5199 | 811.1115 | 9.3421 | 282.4579 | 834.8829 | -203.8072 | 811.6874 | 769.6131 | 898.9146 | 871.0788 | 914.8264 | 23 | 893.2842 | -286.2793 | 614.7428 | -49.2268 | 126.5942 | 819.5371 | -34.1018 | 672.2377 | 824.8177 | 1025.699 | 963.2303 | 694.096 | 23 | 710.6587 | -339.2941 | 654.2954 | -78.3748 | 265.0965 | 777.6537 | -480.9821 | 808.8006 | 806.2498 | 880.741 | 913.609 | 827.2723
[6 empty] | 1.0042 | [24 empty] | Daily kWh | 21279.7943 | 22607.1537 | 22095.1963 | 25567.1717 | 24006.1968 | 23029.7056 | 24662.5218 | 25587.3005 | 21971.4011 | 19406.2245 | 24835.2751 | 24463.3625
[31 empty] | 4.1 Step 6 | [12 empty] | 4.1 Step 7 | [12 empty] | 4.1 Step 7 | [12 empty] | 4.1 Step 7
[6 empty] | 4.1 Step 1 | [24 empty] | Hour | Total Power with Generators (kW) | [11 empty] | Hour | Difference Between Power Generated and Load |  |  |  |  | Non-VRE Included, Noise-Free Load Model | [6 empty] | Hour | Difference Between Power Generated and Load |  |  |  |  | Non-VRE Included, Randomized Noise Load Model | [6 empty] | Hour | Difference Between Power Generated and Load |  |  |  |  | Non-VRE Included, Normal Distribution Noise Load Model
[6 empty] | Monthly Avg. Load (kW) |  | 423 | 413 | 438 | 447 | 452 | 467 | 487 | 472 | 387 | 387 | 377 | 367 | [12 empty] | January | February | March | April | May | June | July | August | September | October | November | December |  | January | February | March | April | May | June | July | August | September | October | November | December |  | January | February | March | April | May | June | July | August | September | October | November | December |  | January | February | March | April | May | June | July | August | September | October | November | December
[6 empty] | Hourly Demand Factor (Proportion of Monthly Average Load) | Hour of Day | Load (kW) - Randomized Noise Model | [22 empty] | 0 | 3562.5057 | 3289.6954 | 4225.2542 | 4225.7383 | 4213.6771 | 4224.3933 | 4035.7572 | 4221.892 | 3021.12 | 3931.3319 | 4201.51 | 4076.2058 | 0 | 3234.6807 | 2969.6204 | 3885.8042 | 3879.3133 | 3863.3771 | 3862.4683 | 3658.3322 | 3856.092 | 2721.195 | 3631.4069 | 3909.335 | 3791.7808 | 0 | 3318.3605 | 3176.472 | 3959.4554 | 3947.3755 | 3668.6192 | 4076.452 | 3603.9792 | 3826.1435 | 2732.9079 | 3560.8572 | 4131.1389 | 3797.551 | 0 | 3240.0163 | 2936.8917 | 3776.0809 | 3929.5501 | 3868.5356 | 3813.5424 | 3675.0932 | 3782.4791 | 2716.7978 | 3767.4393 | 3971.5566 | 3689.1612
[31 empty] | 1 | 4223.3149 | 4220.3538 | 4213.4375 | 4036.0513 | 3176.9925 | 4154.7667 | 4217.7094 | 3281.2249 | 4220.6905 | 3123.759 | 4224.1597 | 3016.5976 | 1 | 3895.4899 | 3900.2788 | 3873.9875 | 3689.6263 | 2826.6925 | 3792.8417 | 3840.2844 | 2915.4249 | 3920.7655 | 2823.834 | 3931.9847 | 2732.1726 | 1 | 3742.6855 | 3977.1779 | 3953.7365 | 3563.5119 | 2979.0911 | 3684.6981 | 3960.5239 | 2942.1493 | 3865.6348 | 2765.4385 | 3897.0727 | 2587.7859 | 1 | 3747.863 | 3980.6449 | 3861.5575 | 3586.1819 | 2792.0588 | 3803.8057 | 3887.85 | 2920.9378 | 3819.491 | 2897.079 | 3872.4884 | 2898.3632
|  |  | Peak Load minus Highest Expected (kW) | 225 |  |  |  | January | February | March | April | May | June | July | August | September | October | November | December | [11 empty] | 2 | 4221.1802 | 3021.1929 | 3925.3644 | 4211.2636 | 3650.8907 | 3108.9915 | 4195.1179 | 3755.4657 | 3399.0213 | 4120.6588 | 4195.1906 | 4209.8296 | 2 | 3903.9302 | 2711.4429 | 3596.8644 | 3876.0136 | 3311.8907 | 2758.7415 | 3829.8679 | 3401.4657 | 3108.7713 | 3830.4088 | 3912.4406 | 3934.5796 | 2 | 4054.5195 | 2900.6228 | 3811.9712 | 3779.4825 | 3100.626 | 2927.0329 | 3654.4384 | 3468.7369 | 3255.1111 | 3995.4188 | 3798.4829 | 3904.4909 | 2 | 3932.1994 | 2832.8628 | 3537.3232 | 3807.5363 | 3370.787 | 2482.4225 | 3774.3892 | 3439.6794 | 3143.188 | 3579.4591 | 3880.1776 | 4024.2615
[6 empty] | 0.775 | 0 | 244.1452 | 113.2235 | 265.7988 | 278.3627 | 545.0579 | 147.9414 | 431.778 | 395.7485 | 288.2121 | 370.4747 | 70.3711 | 278.6548 | [11 empty] | 3 | 4214.7244 | 4225.0611 | 3394.9917 | 4150.2967 | 4225.132 | 4223.1998 | 4209.1252 | 4221.2991 | 4221.3152 | 3993.7936 | 4185.5369 | 3401.0872 | 3 | 3897.4744 | 3915.3111 | 3066.4917 | 3815.0467 | 3886.132 | 3872.9498 | 3843.8752 | 3867.2991 | 3931.0652 | 3703.5436 | 3902.7869 | 3125.8372 | 3 | 3735.0081 | 4091.4331 | 3131.9868 | 3726.1069 | 4056.976 | 3927.5038 | 3735.5721 | 3704.5618 | 3757.0449 | 3753.9142 | 3858.0261 | 3271.5406 | 3 | 3917.7693 | 3920.5546 | 2936.9337 | 3795.5125 | 3881.5339 | 3790.4747 | 3936.4534 | 3991.2508 | 3905.9158 | 3841.6866 | 3888.959 | 3152.7626
[6 empty] | 0.775 | 1 | 480.6293 | 243.176 | 259.7009 | 472.5394 | 197.9015 | 470.0685 | 257.1855 | 339.0756 | 355.0557 | 358.3205 | 327.087 | 428.8117 | [11 empty] | 4 | 4214.7159 | 4225.8723 | 4224.155 | 4161.7778 | 4223.3924 | 3781.9475 | 4205.3233 | 4200.8694 | 4218.8937 | 4062.4996 | 3515.6771 | 4051.3873 | 4 | 3897.4659 | 3916.1223 | 3895.655 | 3826.5278 | 3884.3924 | 3431.6975 | 3840.0733 | 3846.8694 | 3928.6437 | 3772.2496 | 3232.9271 | 3776.1373 | 4 | 4094.7046 | 4057.6086 | 4046.5594 | 3819.7079 | 3833.3101 | 3650.9675 | 3831.6792 | 3834.2197 | 3922.2405 | 3653.438 | 3112.3218 | 3622.1495 | 4 | 3780.3571 | 3838.8363 | 3966.6638 | 3918.906 | 3945.6154 | 3478.979 | 3809.5169 | 3811.1295 | 3869.008 | 3965.8775 | 3321.3144 | 3792.1012
[6 empty] | 0.75 | 2 | 166.6608 | 120.5701 | 113.3932 | 431.7811 | 550.2647 | 181.9586 | 540.6795 | 286.7288 | 143.9103 | 125.24 | 396.7077 | 305.3387 | [11 empty] | 5 | 3622.3797 | 4174.4102 | 4225.9906 | 4225.9173 | 4158.5522 | 4225.917 | 4176.6665 | 4214.2983 | 3018.9567 | 3087.3049 | 4234.7133 | 4252.7311 | 5 | 3294.5547 | 3854.3352 | 3886.5406 | 3879.4923 | 3808.2522 | 3863.992 | 3799.2415 | 3848.4983 | 2719.0317 | 2787.3799 | 3942.5383 | 3968.3061 | 5 | 3327.6881 | 3985.4189 | 3800.9099 | 3772.0591 | 3884.889 | 3927.613 | 3895.9045 | 3769.8818 | 2916.1425 | 2878.9017 | 3974.7444 | 3771.3783 | 5 | 3196.1016 | 3904.0522 | 3869.2239 | 3958.0423 | 3920.4827 | 3782.8436 | 3761.4116 | 3753.1714 | 2640.0366 | 2738.0175 | 3767.188 | 3964.3662
[6 empty] | 0.75 | 3 | 479.7163 | 133.628 | 263.0049 | 424.1898 | 168.156 | 295.696 | 473.5531 | 516.7373 | 464.2703 | 239.8795 | 327.5108 | 129.5466 | [11 empty] | 6 | 4254.6086 | 4252.3113 | 4225.8219 | 3037.365 | 4218.3631 | 4062.7777 | 4170.3394 | 4126.0042 | 4228.9712 | 3404.7421 | 3970.4773 | 4236.8376 | 6 | 3926.7836 | 3932.2363 | 3886.3719 | 2690.94 | 3868.0631 | 3700.8527 | 3792.9144 | 3760.2042 | 3929.0462 | 3104.8171 | 3678.3023 | 3952.4126 | 6 | 4114.1863 | 4141.9473 | 4005.3742 | 2599.4926 | 3817.3393 | 3897.1881 | 3820.254 | 3871.4817 | 4025.9784 | 3165.2377 | 3465.9498 | 3996.7896 | 6 | 4078.8986 | 3964.7096 | 3810.4873 | 2708.3136 | 3790.9583 | 3619.1417 | 3725.6841 | 3868.6984 | 3884.0885 | 3056.9066 | 3783.6702 | 3934.0467
[6 empty] | 0.75 | 4 | 120.0113 | 168.2637 | 177.5955 | 342.0699 | 390.0823 | 130.98 | 373.6441 | 366.6497 | 296.6532 | 409.0617 | 403.3552 | 429.2378 | [11 empty] | 7 | 3093.4585 | 3446.8357 | 4262.3545 | 4252.9765 | 4189.8173 | 4148.9898 | 4223.1682 | 4235.2387 | 4266.7587 | 3316.7983 | 3223.2322 | 3775.5413 | 7 | 2755.0585 | 3116.4357 | 3911.9545 | 3895.3765 | 3828.2173 | 3775.3898 | 3833.5682 | 3857.6387 | 3957.1587 | 3007.1983 | 2921.6322 | 3481.9413 | 7 | 2726.1848 | 3004.0333 | 3873.904 | 3724.4857 | 3745.8154 | 3933.7951 | 4034.2257 | 4055.3838 | 4146.4334 | 3194.6963 | 2986.209 | 3313.2113 | 7 | 2711.4675 | 3156.9039 | 3876.9179 | 3811.6617 | 3873.7775 | 3724.7728 | 3758.4309 | 3873.8736 | 3911.8776 | 2848.7342 | 2890.7167 | 3500.5581
[6 empty] | 0.775 | 5 | 294.6917 | 188.9913 | 425.0808 | 453.8582 | 273.6633 | 298.304 | 280.7619 | 444.4165 | 102.8141 | 208.4032 | 259.9688 | 481.3529 | [11 empty] | 8 | 3988.0845 | 4066.4203 | 3370.3482 | 4255.8419 | 4264.0634 | 4253.2953 | 4265.5035 | 4273.5946 | 4053.3443 | 4086.6371 | 4274.3197 | 3393.0267 | 8 | 3628.5345 | 3715.3703 | 2998.0482 | 3875.8919 | 3879.8634 | 3856.3453 | 3851.5535 | 3872.3946 | 3724.3943 | 3757.6871 | 3953.8697 | 3081.0767 | 8 | 3817.5955 | 3770.9866 | 3193.5649 | 3665.9098 | 3735.9697 | 3720.2819 | 3767.8567 | 3956.2715 | 3585.9357 | 3815.5638 | 3775.4898 | 3257.1665 | 8 | 3520.8243 | 3658.6895 | 2964.8608 | 3917.0424 | 3943.5545 | 3958.7319 | 3912.9271 | 3907.2225 | 3719.7743 | 3863.8092 | 3990.182 | 3102.6944
[6 empty] | 0.775 | 6 | 140.4223 | 110.364 | 220.4478 | 437.8724 | 401.0238 | 165.5896 | 350.0853 | 254.5225 | 202.9928 | 239.5044 | 504.5275 | 240.048 | [11 empty] | 9 | 3136.6929 | 4220.443 | 4280.9499 | 4205.311 | 3671.2692 | 3599.8664 | 4003.9692 | 4269.3991 | 3345.3734 | 4161.5298 | 3805.2234 | 4280.4847 | 9 | 2755.9929 | 3848.743 | 3886.7499 | 3803.011 | 3264.4692 | 3179.5664 | 3565.6692 | 3844.5991 | 2997.0734 | 3813.2298 | 3465.9234 | 3950.1847 | 9 | 2850.3173 | 3733.2769 | 4042.0887 | 3693.3028 | 3163.2826 | 2960.7292 | 3658.9622 | 3913.3725 | 2965.6118 | 3974.4731 | 3407.2316 | 3728.9541 | 9 | 2925.5798 | 3871.062 | 3900.539 | 3924.3201 | 3333.4137 | 3109.2727 | 3529.7585 | 3837.7838 | 2990.6184 | 3838.9021 | 3437.4925 | 3888.3395
[6 empty] | 0.8 | 7 | 367.2738 | 442.8024 | 388.4506 | 528.4908 | 444.0019 | 215.1948 | 188.9425 | 179.8549 | 120.3253 | 122.102 | 237.0232 | 462.33 | [11 empty] | 10 | 3104.7852 | 4274.4643 | 3138.7035 | 4254.9574 | 3617.9531 | 3358.1383 | 4281.6386 | 4280.8883 | 4200.8302 | 3748.5518 | 3735.2659 | 3207.6552 | 10 | 2692.3602 | 3871.7893 | 2711.6535 | 3819.1324 | 3177.2531 | 2902.8133 | 3806.8136 | 3820.6883 | 3823.5052 | 3371.2268 | 3367.6909 | 2849.8302 | 10 | 2719.7914 | 3993.7768 | 2705.529 | 4019.0924 | 3039.9601 | 3071.0475 | 3771.0226 | 3769.6111 | 4044.1089 | 3474.9694 | 3262.6651 | 2875.2996 | 10 | 2685.1969 | 4017.4391 | 2767.9489 | 3639.6307 | 3109.6309 | 2944.4347 | 3875.7714 | 3763.5907 | 3819.7869 | 3301.9575 | 3265.6869 | 2909.6683
[6 empty] | 0.85 | 8 | 170.4889 | 295.4338 | 176.7833 | 589.9321 | 528.0937 | 533.0134 | 497.6468 | 317.3232 | 467.4086 | 271.0733 | 498.8299 | 135.8602 | [11 empty] | 11 | 4290.2774 | 3591.8784 | 4003.8875 | 4241.1489 | 4274.1032 | 3982.507 | 4245.1319 | 3311.4759 | 4272.9191 | 4237.0701 | 4287.1531 | 4295.4023 | 11 | 3824.9774 | 3137.5784 | 3522.0875 | 3749.4489 | 3776.9032 | 3468.807 | 3709.4319 | 2792.2759 | 3847.2191 | 3811.3701 | 3872.4531 | 3891.7023 | 11 | 3609.2026 | 3275.1198 | 3591.1723 | 3781.8581 | 3924.4213 | 3666.7438 | 3793.7909 | 2717.4628 | 3847.4165 | 3845.5657 | 4015.6192 | 3938.7418 | 11 | 3821.6302 | 3159.395 | 3570.4468 | 3771.3861 | 3851.9498 | 3429.4957 | 3684.055 | 2775.2314 | 3795.8016 | 3689.6741 | 3683.0412 | 3878.649
[6 empty] | 0.9 | 9 | 286.3756 | 487.1661 | 238.8612 | 512.0082 | 507.9866 | 639.1372 | 345.0071 | 356.0266 | 379.7616 | 187.0566 | 397.9919 | 551.5307 | [11 empty] | 12 | 4138.8825 | 4074.9445 | 3225.4403 | 4280.5484 | 4267.9561 | 4253.443 | 3968.5475 | 3478.2496 | 3204.2274 | 3302.7066 | 4273.7053 | 4300.2821 | 12 | 3631.2825 | 3579.3445 | 2699.8403 | 3744.1484 | 3725.5561 | 3693.043 | 3384.1475 | 2911.8496 | 2739.8274 | 2838.3066 | 3821.3053 | 3859.8821 | 12 | 3411.4551 | 3552.8386 | 2850.2367 | 3869.1979 | 3748.6234 | 3572.2885 | 3438.7073 | 3096.068 | 2801.5518 | 2741.2573 | 3984.6014 | 3805.7577 | 12 | 3674.2452 | 3465.7558 | 2731.5728 | 3683.9354 | 3751.1302 | 3721.1608 | 3391.4586 | 2997.8675 | 2882.5583 | 2868.6451 | 3775.0142 | 3823.771
[6 empty] | 0.975 | 10 | 384.9938 | 280.6876 | 433.1745 | 235.865 | 577.993 | 287.0908 | 510.616 | 511.2771 | 156.7213 | 273.5825 | 472.6008 | 332.3556 | [11 empty] | 13 | 3665.7469 | 4279.8079 | 3276.2825 | 4258.5752 | 4038.8704 | 4278.2685 | 4282.3674 | 4282.1689 | 4267.7454 | 4292.4148 | 3678.9182 | 4275.2668 | 13 | 3115.8469 | 3742.9079 | 2706.8825 | 3677.4752 | 3451.2704 | 3671.1685 | 3649.2674 | 3668.5689 | 3764.6454 | 3789.3148 | 3188.8182 | 3798.1668 | 13 | 3160.0852 | 3626.4723 | 2671.4059 | 3480.3021 | 3611.3639 | 3705.3527 | 3586.4984 | 3463.2247 | 3715.7958 | 3976.2191 | 3127.9855 | 3737.1552 | 13 | 3054.8655 | 3640.5019 | 2700.2037 | 3688.8972 | 3440.3851 | 3666.7855 | 3583.9284 | 3700.9424 | 3632.8399 | 3712.4835 | 3213.4662 | 3894.5832
[6 empty] | 1.1 | 11 | 681.0748 | 316.7586 | 412.7152 | 459.2907 | 349.6819 | 315.7633 | 451.3411 | 594.0131 | 425.5026 | 391.5044 | 271.534 | 356.6605 | [11 empty] | 14 | 4297.4038 | 4015.4293 | 3852.323 | 4232.7781 | 4267.3825 | 4155.7721 | 4277.4599 | 4279.6301 | 3785.4539 | 3445.4672 | 4281.6273 | 4183.5098 | 14 | 3662.9038 | 3395.9293 | 3195.323 | 3562.2781 | 3589.3825 | 3455.2721 | 3546.9599 | 3571.6301 | 3204.9539 | 2864.9672 | 3716.1273 | 3633.0098 | 14 | 3852.9462 | 3580.128 | 3378.7557 | 3395.9032 | 3582.3662 | 3550.9083 | 3560.3325 | 3617.7516 | 3053.4314 | 2749.3181 | 3921.9238 | 3843.042 | 14 | 3643.5474 | 3340.7937 | 3126.9417 | 3563.4917 | 3483.9817 | 3513.6036 | 3360.4271 | 3727.2363 | 3081.5413 | 2934.5928 | 3662.0083 | 3557.0901
[6 empty] | 1.2 | 12 | 727.4275 | 522.1059 | 375.2037 | 411.3505 | 519.3327 | 681.1546 | 529.8402 | 382.1815 | 402.6756 | 561.4493 | 289.1039 | 494.5244 | [11 empty] | 15 | 3832.9882 | 4277.6621 | 3332.4249 | 4271.1081 | 4242.5433 | 4237.0904 | 4270.9382 | 4092.3676 | 4103.3112 | 3754.6154 | 4288.5683 | 4299.5932 | 15 | 3198.4882 | 3658.1621 | 2675.4249 | 3600.6081 | 3564.5433 | 3536.5904 | 3540.4382 | 3384.3676 | 3522.8112 | 3174.1154 | 3723.0683 | 3749.0932 | 15 | 3388.3261 | 3563.5375 | 2550.8243 | 3447.096 | 3659.056 | 3593.1025 | 3610.8478 | 3340.3613 | 3667.0191 | 3356.2472 | 3656.611 | 3543.079 | 15 | 3165.8714 | 3701.0775 | 2701.9526 | 3626.3574 | 3532.647 | 3378.9928 | 3640.4554 | 3196.9299 | 3535.5171 | 3174.1722 | 3690.9216 | 3694.1847
[6 empty] | 1.3 | 13 | 505.6617 | 653.3356 | 604.8766 | 778.2731 | 427.5065 | 572.9158 | 695.869 | 818.9442 | 551.9496 | 316.1958 | 550.9326 | 538.1117 | [11 empty] | 16 | 3212.6852 | 4063.7009 | 4064.0714 | 3515.0834 | 4045.8765 | 4176.0986 | 3349.1248 | 4264.1286 | 4197.7555 | 4125.9551 | 4237.2145 | 4294.8873 | 16 | 2578.1852 | 3444.2009 | 3407.0714 | 2844.5834 | 3367.8765 | 3475.5986 | 2618.6248 | 3556.1286 | 3617.2555 | 3545.4551 | 3671.7145 | 3744.3873 | 16 | 2454.671 | 3540.6377 | 3195.768 | 2851.6879 | 3336.7098 | 3699.477 | 2746.9241 | 3340.7872 | 3451.353 | 3712.9149 | 3554.5159 | 3792.0173 | 16 | 2541.735 | 3477.1601 | 3451.8743 | 2784.2712 | 3224.3649 | 3437.5667 | 2671.2038 | 3572.297 | 3568.5944 | 3524.4306 | 3734.1019 | 4003.2598
[6 empty] | 1.5 | 14 | 444.4576 | 435.3014 | 473.5674 | 836.8749 | 685.0163 | 604.8638 | 717.1274 | 661.8785 | 732.0224 | 696.1491 | 359.7034 | 340.4677 | [11 empty] | 17 | 4124.8076 | 4016.4623 | 4257.5378 | 4172.8516 | 4062.6453 | 3065.4484 | 4218.2145 | 4225.2094 | 4234.4818 | 4223.4324 | 4248.9059 | 4238.6394 | 17 | 3574.9076 | 3479.5623 | 3688.1378 | 3591.7516 | 3475.0453 | 2458.3484 | 3585.1145 | 3611.6094 | 3731.3818 | 3720.3324 | 3758.8059 | 3761.5394 | 17 | 3655.9366 | 3314.2686 | 3784.1733 | 3651.8731 | 3322.6481 | 2419.1564 | 3450.4438 | 3732.8367 | 3764.7345 | 3718.6929 | 3821.5104 | 3730.8957 | 17 | 3534.2232 | 3497.8742 | 3613.4272 | 3455.8474 | 3436.2452 | 2468.0756 | 3643.4094 | 3638.3325 | 3651.8679 | 3515.5451 | 3900.0984 | 3846.3188
[6 empty] | 1.5 | 15 | 444.6622 | 714.1246 | 781.6007 | 824.0121 | 583.4874 | 643.9879 | 660.0904 | 752.0064 | 436.292 | 398.3681 | 631.9574 | 756.5142 | [11 empty] | 18 | 3589.8755 | 3823.9299 | 4159.1599 | 4223.6722 | 4217.0395 | 4210.268 | 4158.6037 | 4224.3852 | 4219.0067 | 3970.3591 | 4227.8047 | 4210.8931 | 18 | 3082.2755 | 3328.3299 | 3633.5599 | 3687.2722 | 3674.6395 | 3649.868 | 3574.2037 | 3657.9852 | 3754.6067 | 3505.9591 | 3775.4047 | 3770.4931 | 18 | 3094.396 | 3169.367 | 3612.1278 | 3903.0602 | 3665.7856 | 3666.2221 | 3579.7498 | 3514.6411 | 3893.537 | 3680.1555 | 3775.239 | 3563.7647 | 18 | 3092.5992 | 3335.6071 | 3672.4733 | 3727.649 | 3595.4292 | 3665.3198 | 3682.6534 | 3682.1847 | 3711.3426 | 3520.1388 | 3670.5747 | 3820.8902
[6 empty] | 1.5 | 16 | 758.0142 | 523.0632 | 868.3034 | 663.3955 | 709.1667 | 476.6215 | 602.2007 | 923.3414 | 746.4025 | 413.0402 | 682.6986 | 502.87 | [11 empty] | 19 | 4137.9968 | 4206.9131 | 4215.977 | 4221.025 | 4223.3528 | 4225.4568 | 3142.8523 | 4220.9227 | 4211.2066 | 4222.0101 | 3914.7393 | 4190.0482 | 19 | 3672.6968 | 3752.6131 | 3734.177 | 3729.325 | 3726.1528 | 3711.7568 | 2607.1523 | 3701.7227 | 3785.5066 | 3796.3101 | 3500.0393 | 3786.3482 | 19 | 3483.3944 | 3617.0764 | 3690.5851 | 3870.2787 | 3615.1996 | 3773.9568 | 2414.1419 | 3923.1996 | 3695.6949 | 3980.5157 | 3379.0008 | 3737.5719 | 19 | 3666.263 | 3666.8732 | 3730.4575 | 3716.7485 | 3619.2017 | 3785.7136 | 2650.4004 | 3698.5445 | 3880.0423 | 3748.8199 | 3465.2166 | 3798.1637
[6 empty] | 1.3 | 17 | 468.871 | 702.1937 | 473.3645 | 520.9785 | 739.9972 | 646.2921 | 767.7707 | 492.3727 | 469.7473 | 504.7395 | 427.3954 | 507.7437 | [11 empty] | 20 | 4225.9834 | 3756.7814 | 4198.601 | 4224.8552 | 3248.9792 | 3048.299 | 3636.574 | 3936.6182 | 4223.2351 | 4176.0253 | 4164.4342 | 3996.688 | 20 | 3813.5584 | 3354.1064 | 3771.551 | 3789.0302 | 2808.2792 | 2592.974 | 3161.749 | 3476.4182 | 3845.9101 | 3798.7003 | 3796.8592 | 3638.863 | 20 | 3896.9139 | 3481.1921 | 3827.946 | 3880.4396 | 2919.9758 | 2424.4211 | 3201.6396 | 3403.0104 | 4031.105 | 3760.8388 | 3973.1847 | 3416.48 | 20 | 3681.8039 | 3101.7834 | 3783.75 | 3776.4496 | 2863.4242 | 2619.5163 | 3152.7604 | 3441.5733 | 3809.0596 | 3699.2199 | 3848.3051 | 3454.675
[6 empty] | 1.2 | 18 | 495.4796 | 654.5629 | 547.0321 | 320.6121 | 551.2539 | 544.0459 | 578.854 | 709.744 | 325.4696 | 290.2036 | 452.5657 | 647.1285 | [11 empty] | 21 | 4224.6062 | 4210.4797 | 4006.314 | 3767.6339 | 4133.3395 | 4190.8239 | 4104.1908 | 4213.1464 | 3157.7127 | 3560.6388 | 3880.8151 | 4225.8068 | 21 | 3843.9062 | 3838.7797 | 3612.114 | 3365.3339 | 3726.5395 | 3770.5239 | 3665.8908 | 3788.3464 | 2809.4127 | 3212.3388 | 3541.5151 | 3895.5068 | 21 | 3718.2972 | 4052.4403 | 3726.3641 | 3302.1102 | 3865.944 | 3840.1411 | 3517.2762 | 3922.3374 | 3031.7171 | 3292.7377 | 3764.5833 | 3842.2602 | 21 | 3827.9949 | 3873.9368 | 3712.7125 | 3402.4929 | 3732.2546 | 3739.9136 | 3591.4524 | 3820.804 | 2881.5561 | 3264.5403 | 3574.258 | 3952.2001
[6 empty] | 1.1 | 19 | 654.6024 | 589.8366 | 525.392 | 350.7463 | 608.1532 | 451.5001 | 728.7104 | 297.7231 | 515.5117 | 241.4943 | 535.7385 | 452.4763 | [11 empty] | 22 | 4219.919 | 4221.2238 | 4222.294 | 4141.453 | 4097.9474 | 4223.4635 | 4206.4058 | 4157.5362 | 4187.8576 | 3217.4082 | 3981.4045 | 4210.5347 | 22 | 3860.369 | 3870.1738 | 3849.994 | 3761.503 | 3713.7474 | 3826.5135 | 3792.4558 | 3756.3362 | 3858.9076 | 2888.4582 | 3660.9545 | 3898.5847 | 22 | 4013.4572 | 3772.4435 | 3939.2265 | 3597.5291 | 3893.8827 | 4029.4557 | 3790.8053 | 3807.9124 | 3728.0577 | 2891.5451 | 3551.7852 | 3730.0314 | 22 | 3794.5698 | 3857.9865 | 3926.928 | 3779.7171 | 3805.7049 | 3696.5544 | 3877.1253 | 3821.7397 | 3852.1406 | 2939.0167 | 3585.6386 | 3950.3084
[6 empty] | 0.975 | 20 | 329.0695 | 275.5893 | 370.6549 | 344.4155 | 329.0035 | 623.8779 | 434.9343 | 533.6078 | 192.13 | 415.1864 | 191.2495 | 580.2081 | [11 empty] | 23 | 4066.1712 | 3034.8801 | 4177.5115 | 3382.9421 | 3660.0579 | 4224.4829 | 3201.7928 | 4205.2874 | 4095.2131 | 4224.5146 | 4188.6788 | 4224.4264 | 23 | 3727.7712 | 2704.4801 | 3827.1115 | 3025.3421 | 3298.4579 | 3850.8829 | 2812.1928 | 3827.6874 | 3785.6131 | 3914.9146 | 3887.0788 | 3930.8264 | 23 | 3909.2842 | 2729.7207 | 3630.7428 | 2966.7732 | 3142.5942 | 3835.5371 | 2981.8982 | 3688.2377 | 3840.8177 | 4041.699 | 3979.2303 | 3710.096 | 23 | 3726.6587 | 2676.7059 | 3670.2954 | 2937.6252 | 3281.0965 | 3793.6537 | 2535.0179 | 3824.8006 | 3822.2498 | 3896.741 | 3929.609 | 3843.2723
[6 empty] | 0.9 | 21 | 506.3089 | 158.0394 | 279.95 | 465.5237 | 267.3956 | 350.6829 | 586.9146 | 290.8089 | 125.9956 | 267.9011 | 116.2318 | 383.5466 | [11 empty] | Daily kWh | 93663.7943 | 94991.1537 | 94479.1963 | 97951.1717 | 96390.1968 | 95413.7056 | 97046.5218 | 97971.3005 | 94355.4011 | 91790.2245 | 97219.2751 | 96847.3625
[6 empty] | 0.85 | 22 | 206.4619 | 448.7803 | 283.0675 | 543.9239 | 204.0647 | 194.0078 | 415.6005 | 349.6238 | 459.7999 | 325.8631 | 429.6193 | 480.5033 | [24 empty] | 4.2 Step 1 | [12 empty] | 4.2 Step 1 | [12 empty] | 4.2 Step 1
[6 empty] | 0.8 | 23 | 156.887 | 305.1594 | 546.7687 | 416.1689 | 517.4637 | 388.9458 | 219.8946 | 517.0496 | 254.3954 | 182.8155 | 209.4485 | 514.3305 | [12 empty] | Proportion of Total Generated Power from VRE | [11 empty] | Hour | Proportion of Load Supplied by VRE Generation |  |  |  |  | Noise-Free Load Model | [6 empty] | Hour | Proportion of Load Supplied by VRE Generation |  |  |  |  | Randomized Noise Load Model | [6 empty] | Hour | Proportion of Load Supplied by VRE Generation |  |  |  |  | Normal Distribution Noise Load Model
[32 empty] | January | February | March | April | May | June | July | August | September | October | November | December |  | January | February | March | April | May | June | July | August | September | October | November | December |  | January | February | March | April | May | June | July | August | September | October | November | December |  | January | February | March | April | May | June | July | August | September | October | November | December
[31 empty] | 0 | 0.1534 | 0.083198 | 0.2862 | 0.28628 | 0.28424 | 0.28605 | 0.25268 | 0.28563 | 0.0016947 | 0.23283 | 0.28216 | 0.2601 | 0 | 1 | 0.8551 | 1 | 1 | 1 | 1 | 1 | 1 | 0.017071 | 1 | 1 | 1 | 0 | 1 | 1 | 1 | 1 | 1 | 1 | 1 | 1 | 0.017765 | 1 | 1 | 1 | 0 | 1 | 0.77577 | 1 | 1 | 1 | 1 | 1 | 1 | 0.016824 | 1 | 1 | 1
[6 empty] | 4.1 Step 1 | [24 empty] | 1 | 0.28587 | 0.28537 | 0.28419 | 0.25273 | 0.050675 | 0.27409 | 0.28492 | 0.080831 | 0.28542 | 0.034497 | 0.28601 | 0.0001981 | 1 | 1 | 1 | 1 | 1 | 0.45958 | 1 | 1 | 0.72505 | 1 | 0.35929 | 1 | 0.0021011 | 1 | 1 | 1 | 1 | 1 | 0.8135 | 1 | 1 | 0.7822 | 1 | 0.30073 | 1 | 0.0013936 | 1 | 1 | 1 | 1 | 1 | 0.41823 | 1 | 1 | 0.73615 | 1 | 0.47538 | 1 | 0.0050543
[6 empty] | Monthly Avg. Load (kW) |  | 423 | 413 | 438 | 447 | 452 | 467 | 487 | 472 | 387 | 387 | 377 | 367 | [11 empty] | 2 | 0.28551 | 0.0017188 | 0.23166 | 0.28383 | 0.1739 | 0.02991 | 0.28107 | 0.1969 | 0.11269 | 0.26808 | 0.28108 | 0.28358 | 2 | 1 | 0.016765 | 1 | 1 | 1 | 0.2655 | 1 | 1 | 1 | 1 | 1 | 1 | 2 | 1 | 0.043069 | 1 | 1 | 1 | 0.51106 | 1 | 1 | 1 | 1 | 1 | 1 | 2 | 1 | 0.027573 | 1 | 1 | 1 | 0.14841 | 1 | 1 | 1 | 1 | 1 | 1
[6 empty] | Hourly Demand Factor (Proportion of Monthly Average Load) | Hour of Day | Load (kW) - Normal Distribution Noise Model | [22 empty] | 3 | 0.28441 | 0.28616 | 0.11163 | 0.2733 | 0.28618 | 0.28585 | 0.28346 | 0.28553 | 0.28553 | 0.24483 | 0.27942 | 0.11322 | 3 | 1 | 1 | 1 | 1 | 1 | 1 | 1 | 1 | 1 | 1 | 1 | 1 | 3 | 1 | 1 | 1 | 1 | 1 | 1 | 1 | 1 | 1 | 1 | 1 | 1 | 3 | 1 | 1 | 0.82739 | 1 | 1 | 1 | 1 | 1 | 1 | 1 | 1 | 1
[31 empty] | 4 | 0.28441 | 0.2863 | 0.28601 | 0.27531 | 0.28588 | 0.20253 | 0.28281 | 0.28205 | 0.28512 | 0.2576 | 0.14213 | 0.25556 | 4 | 1 | 1 | 1 | 1 | 1 | 1 | 1 | 1 | 1 | 1 | 1 | 1 | 4 | 1 | 1 | 1 | 1 | 1 | 1 | 1 | 1 | 1 | 1 | 1 | 1 | 4 | 1 | 1 | 1 | 1 | 1 | 1 | 1 | 1 | 1 | 1 | 1 | 1
|  |  | Standard Deviation (kW) | 85 |  |  |  | January | February | March | April | May | June | July | August | September | October | November | December | [11 empty] | 5 | 0.1674 | 0.2775 | 0.28632 | 0.28631 | 0.27475 | 0.28631 | 0.27789 | 0.28434 | 0.00097937 | 0.023096 | 0.28779 | 0.29081 | 5 | 1 | 1 | 1 | 1 | 1 | 1 | 1 | 1 | 0.009858 | 0.23774 | 1 | 1 | 5 | 1 | 1 | 1 | 1 | 1 | 1 | 1 | 1 | 0.028757 | 0.34215 | 1 | 1 | 5 | 1 | 1 | 1 | 1 | 1 | 1 | 1 | 1 | 0.0078029 | 0.20414 | 1 | 1
[6 empty] | 0.775 | 0 | 322.4894 | 352.8038 | 449.1732 | 296.1882 | 345.1415 | 410.8509 | 360.664 | 439.4129 | 304.3222 | 163.8926 | 229.9534 | 387.0446 | [11 empty] | 6 | 0.29112 | 0.29074 | 0.28629 | 0.007034 | 0.28503 | 0.25765 | 0.2768 | 0.26903 | 0.28682 | 0.11418 | 0.24039 | 0.28815 | 6 | 1 | 1 | 1 | 0.061673 | 1 | 1 | 1 | 1 | 1 | 1 | 1 | 1 | 6 | 1 | 1 | 1 | 0.048793 | 1 | 1 | 1 | 1 | 1 | 1 | 1 | 1 | 6 | 1 | 1 | 1 | 0.064929 | 1 | 1 | 1 | 1 | 1 | 1 | 1 | 1
[6 empty] | 0.775 | 1 | 475.4519 | 239.7089 | 351.88 | 449.8693 | 384.9337 | 350.961 | 329.8593 | 360.2871 | 401.1995 | 226.68 | 351.6713 | 118.2344 | [11 empty] | 7 | 0.025039 | 0.12499 | 0.29241 | 0.29085 | 0.28016 | 0.27308 | 0.28584 | 0.28788 | 0.29314 | 0.090689 | 0.064293 | 0.20117 | 7 | 0.2289 | 1 | 1 | 1 | 1 | 1 | 1 | 1 | 1 | 0.97157 | 0.68711 | 1 | 7 | 0.2109 | 0.97298 | 1 | 1 | 1 | 1 | 1 | 1 | 1 | 1 | 0.87431 | 1 | 7 | 0.20278 | 1 | 1 | 1 | 1 | 1 | 1 | 1 | 1 | 0.64264 | 0.62323 | 1
[6 empty] | 0.75 | 2 | 288.9808 | 188.3301 | 388.0412 | 403.7273 | 280.1036 | 626.569 | 420.7287 | 315.7863 | 255.8333 | 541.1997 | 315.0129 | 185.5681 | [11 empty] | 8 | 0.24375 | 0.25832 | 0.10514 | 0.29133 | 0.29269 | 0.2909 | 0.29293 | 0.29427 | 0.25592 | 0.26198 | 0.29439 | 0.11112 | 8 | 1 | 1 | 0.95178 | 1 | 1 | 1 | 1 | 1 | 1 | 1 | 1 | 1 | 8 | 1 | 1 | 1 | 1 | 1 | 1 | 1 | 1 | 1 | 1 | 1 | 1 | 8 | 1 | 1 | 0.87388 | 1 | 1 | 1 | 1 | 1 | 1 | 1 | 1 | 1
[6 empty] | 0.75 | 3 | 296.955 | 304.5065 | 458.058 | 354.7843 | 343.5981 | 432.725 | 272.6718 | 230.0483 | 315.3995 | 152.107 | 296.5779 | 248.3246 | [11 empty] | 9 | 0.038478 | 0.28538 | 0.29548 | 0.28281 | 0.17849 | 0.16219 | 0.24675 | 0.29358 | 0.098456 | 0.27527 | 0.20741 | 0.29541 | 9 | 0.31703 | 1 | 1 | 1 | 1 | 1 | 1 | 1 | 0.94566 | 1 | 1 | 1 | 9 | 0.42145 | 1 | 1 | 1 | 1 | 0.91352 | 1 | 1 | 0.86732 | 1 | 1 | 1 | 9 | 0.5717 | 1 | 1 | 1 | 1 | 1 | 1 | 1 | 0.92845 | 1 | 1 | 1
[6 empty] | 0.75 | 4 | 434.3589 | 387.0359 | 257.4912 | 242.8718 | 277.7771 | 302.9686 | 395.8063 | 389.7399 | 349.8857 | 96.6221 | 194.3626 | 259.2861 | [11 empty] | 10 | 0.028596 | 0.29441 | 0.039094 | 0.29118 | 0.16638 | 0.10188 | 0.2956 | 0.29547 | 0.28205 | 0.19542 | 0.19256 | 0.059749 | 10 | 0.21528 | 1 | 0.28733 | 1 | 1 | 0.75142 | 1 | 1 | 1 | 1 | 1 | 0.53561 | 10 | 0.23061 | 1 | 0.28327 | 1 | 1 | 1 | 1 | 1 | 1 | 1 | 1 | 0.57666 | 10 | 0.2116 | 1 | 0.33096 | 1 | 1 | 0.82701 | 1 | 1 | 1 | 1 | 1 | 0.64317
[6 empty] | 0.775 | 5 | 426.2781 | 270.358 | 356.7668 | 267.8749 | 238.0696 | 443.0734 | 415.2548 | 461.1269 | 378.9201 | 349.2874 | 467.5253 | 288.3649 | [11 empty] | 11 | 0.29702 | 0.16033 | 0.24673 | 0.28887 | 0.29435 | 0.24269 | 0.28954 | 0.089228 | 0.29416 | 0.28819 | 0.2965 | 0.29785 | 11 | 1 | 1 | 1 | 1 | 1 | 1 | 1 | 0.5691 | 1 | 1 | 1 | 1 | 11 | 1 | 1 | 1 | 1 | 1 | 1 | 1 | 0.49742 | 1 | 1 | 1 | 1 | 11 | 1 | 1 | 1 | 1 | 1 | 1 | 1 | 0.55101 | 1 | 1 | 1 | 1
[6 empty] | 0.775 | 6 | 175.7099 | 287.6017 | 415.3346 | 329.0514 | 427.4048 | 443.636 | 444.6553 | 257.3058 | 344.8827 | 347.8356 | 186.8071 | 302.7909 | [11 empty] | 12 | 0.2713 | 0.25987 | 0.064934 | 0.29542 | 0.29334 | 0.29093 | 0.24002 | 0.1329 | 0.058743 | 0.08681 | 0.29429 | 0.29865 | 12 | 1 | 1 | 0.39848 | 1 | 1 | 1 | 1 | 0.81612 | 0.40531 | 0.61737 | 1 | 1 | 12 | 1 | 1 | 0.5582 | 1 | 1 | 1 | 1 | 1 | 0.46744 | 0.51065 | 1 | 1 | 12 | 1 | 1 | 0.42408 | 1 | 1 | 1 | 1 | 0.96225 | 0.58516 | 0.66052 | 1 | 1
[6 empty] | 0.8 | 7 | 381.9911 | 289.9319 | 385.4367 | 441.3148 | 316.0398 | 424.217 | 464.7373 | 361.3651 | 354.8811 | 468.064 | 332.5155 | 274.9832 | [11 empty] | 13 | 0.17725 | 0.2953 | 0.079444 | 0.29178 | 0.25326 | 0.29504 | 0.29572 | 0.29568 | 0.2933 | 0.29737 | 0.18019 | 0.29455 | 13 | 1 | 1 | 0.45712 | 1 | 1 | 1 | 1 | 1 | 1 | 1 | 1 | 1 | 13 | 1 | 1 | 0.43031 | 1 | 1 | 1 | 1 | 1 | 1 | 1 | 1 | 1 | 13 | 1 | 1 | 0.45182 | 1 | 1 | 1 | 1 | 1 | 1 | 1 | 1 | 1
[6 empty] | 0.85 | 8 | 467.2602 | 407.7308 | 405.4874 | 338.7995 | 320.5089 | 294.5634 | 352.5764 | 366.3721 | 333.57 | 222.8279 | 284.1377 | 290.3323 | [11 empty] | 14 | 0.29818 | 0.2489 | 0.2171 | 0.28747 | 0.29324 | 0.27426 | 0.29491 | 0.29527 | 0.20327 | 0.12465 | 0.29559 | 0.27907 | 14 | 1 | 1 | 1 | 1 | 1 | 1 | 1 | 1 | 1 | 0.73982 | 1 | 1 | 14 | 1 | 1 | 1 | 1 | 1 | 1 | 1 | 1 | 1 | 0.61692 | 1 | 1 | 14 | 1 | 1 | 1 | 1 | 1 | 1 | 1 | 1 | 1 | 0.84065 | 1 | 1
[6 empty] | 0.9 | 9 | 211.1131 | 349.381 | 380.4109 | 280.9909 | 337.8555 | 490.5938 | 474.2107 | 431.6153 | 354.755 | 322.6276 | 367.731 | 392.1452 | [11 empty] | 15 | 0.21315 | 0.29494 | 0.094953 | 0.29386 | 0.28911 | 0.28819 | 0.29383 | 0.26302 | 0.26498 | 0.19672 | 0.29674 | 0.29854 | 15 | 1 | 1 | 0.48162 | 1 | 1 | 1 | 1 | 1 | 1 | 1 | 1 | 1 | 15 | 1 | 1 | 0.40484 | 1 | 1 | 1 | 1 | 1 | 1 | 1 | 1 | 1 | 15 | 1 | 1 | 0.50189 | 1 | 1 | 1 | 1 | 1 | 1 | 1 | 1 | 1
[6 empty] | 0.975 | 10 | 419.5883 | 257.0252 | 370.7546 | 615.3267 | 508.3222 | 413.7037 | 405.8672 | 517.2976 | 381.0433 | 446.5943 | 469.579 | 297.9869 | [11 empty] | 16 | 0.061221 | 0.25782 | 0.25789 | 0.14198 | 0.25455 | 0.27779 | 0.099466 | 0.2927 | 0.28152 | 0.26902 | 0.28821 | 0.29777 | 16 | 0.30998 | 1 | 1 | 0.74435 | 1 | 1 | 0.45602 | 1 | 1 | 1 | 1 | 1 | 16 | 0.25947 | 1 | 1 | 0.75232 | 1 | 1 | 0.55318 | 1 | 1 | 1 | 1 | 1 | 16 | 0.29314 | 1 | 1 | 0.68292 | 1 | 1 | 0.49139 | 1 | 1 | 1 | 1 | 1
[6 empty] | 1.1 | 11 | 468.6472 | 432.4833 | 433.4407 | 469.7628 | 422.1534 | 553.0113 | 561.0769 | 536.2446 | 477.1176 | 547.396 | 604.112 | 416.7534 | [11 empty] | 17 | 0.26881 | 0.24909 | 0.29161 | 0.27723 | 0.25763 | 0.016131 | 0.28501 | 0.28619 | 0.28775 | 0.28589 | 0.29017 | 0.28845 | 17 | 1 | 1 | 1 | 1 | 1 | 0.08145 | 1 | 1 | 1 | 1 | 1 | 1 | 17 | 1 | 1 | 1 | 1 | 1 | 0.076511 | 1 | 1 | 1 | 1 | 1 | 1 | 17 | 1 | 1 | 1 | 1 | 1 | 0.082777 | 1 | 1 | 1 | 1 | 1 | 1
[6 empty] | 1.2 | 12 | 464.6373 | 609.1887 | 493.8675 | 596.613 | 516.8259 | 532.2823 | 577.0889 | 480.382 | 321.669 | 434.0616 | 498.6911 | 476.5111 | [11 empty] | 18 | 0.15986 | 0.21128 | 0.27485 | 0.28593 | 0.28481 | 0.28366 | 0.27476 | 0.28605 | 0.28514 | 0.24037 | 0.28663 | 0.28376 | 18 | 1 | 1 | 1 | 1 | 1 | 1 | 1 | 1 | 1 | 1 | 1 | 1 | 18 | 1 | 1 | 1 | 1 | 1 | 1 | 1 | 1 | 1 | 1 | 1 | 1 | 18 | 1 | 1 | 1 | 1 | 1 | 1 | 1 | 1 | 1 | 1 | 1 | 1
[6 empty] | 1.3 | 13 | 610.8814 | 639.306 | 576.0788 | 569.678 | 598.4853 | 611.483 | 698.439 | 581.2266 | 634.9055 | 579.9314 | 465.4519 | 380.6837 | [11 empty] | 19 | 0.27114 | 0.28308 | 0.28463 | 0.28548 | 0.28588 | 0.28623 | 0.040362 | 0.28546 | 0.28382 | 0.28565 | 0.22958 | 0.2802 | 19 | 1 | 1 | 1 | 1 | 1 | 1 | 0.2368 | 1 | 1 | 1 | 1 | 1 | 19 | 1 | 1 | 1 | 1 | 1 | 1 | 0.17408 | 1 | 1 | 1 | 1 | 1 | 19 | 1 | 1 | 1 | 1 | 1 | 1 | 0.25759 | 1 | 1 | 1 | 1 | 1
[6 empty] | 1.5 | 14 | 653.8564 | 674.6356 | 725.3814 | 669.2863 | 783.4008 | 642.1685 | 917.0328 | 552.3938 | 703.9125 | 510.8744 | 619.6189 | 626.4197 | [11 empty] | 20 | 0.28632 | 0.19719 | 0.28167 | 0.28613 | 0.071708 | 0.010596 | 0.17065 | 0.23386 | 0.28586 | 0.27778 | 0.27577 | 0.24538 | 20 | 1 | 1 | 1 | 1 | 0.52866 | 0.070936 | 1 | 1 | 1 | 1 | 1 | 1 | 20 | 1 | 1 | 1 | 1 | 0.70814 | 0.051771 | 1 | 1 | 1 | 1 | 1 | 1 | 20 | 1 | 1 | 1 | 1 | 0.60427 | 0.075327 | 1 | 1 | 1 | 1 | 1 | 1
[6 empty] | 1.5 | 15 | 667.1169 | 576.5846 | 630.4723 | 644.7507 | 709.8963 | 858.0975 | 630.4827 | 895.4378 | 567.794 | 580.4431 | 597.6468 | 605.4085 | [11 empty] | 21 | 0.28609 | 0.28369 | 0.24719 | 0.1995 | 0.27032 | 0.28033 | 0.26514 | 0.28415 | 0.044878 | 0.15296 | 0.22284 | 0.28629 | 21 | 1 | 1 | 1 | 1 | 1 | 1 | 1 | 1 | 0.40687 | 1 | 1 | 1 | 21 | 1 | 1 | 1 | 1 | 1 | 1 | 1 | 1 | 1 | 1 | 1 | 1 | 21 | 1 | 1 | 1 | 1 | 1 | 1 | 1 | 1 | 0.51316 | 1 | 1 | 1
[6 empty] | 1.5 | 16 | 670.9502 | 586.5407 | 612.1971 | 730.8122 | 821.5116 | 738.5318 | 677.921 | 691.8317 | 629.1611 | 601.5245 | 503.1126 | 291.6275 | [11 empty] | 22 | 0.28529 | 0.28552 | 0.2857 | 0.27175 | 0.26402 | 0.28589 | 0.283 | 0.27457 | 0.27982 | 0.0626 | 0.24248 | 0.2837 | 22 | 1 | 1 | 1 | 1 | 1 | 1 | 1 | 1 | 1 | 0.61228 | 1 | 1 | 22 | 1 | 1 | 1 | 1 | 1 | 1 | 1 | 1 | 1 | 0.61808 | 1 | 1 | 22 | 1 | 1 | 1 | 1 | 1 | 1 | 1 | 1 | 1 | 0.72347 | 1 | 1
[6 empty] | 1.3 | 17 | 590.5844 | 518.5881 | 644.1106 | 717.0042 | 626.4001 | 597.3728 | 574.8052 | 586.8769 | 582.6139 | 707.8873 | 348.8075 | 392.3207 | [11 empty] | 23 | 0.25827 | 0.006221 | 0.27804 | 0.10847 | 0.17597 | 0.28607 | 0.058028 | 0.28281 | 0.26353 | 0.28607 | 0.27996 | 0.28606 | 23 | 1 | 0.057143 | 1 | 1 | 1 | 1 | 0.47688 | 1 | 1 | 1 | 1 | 1 | 23 | 1 | 0.06187 | 1 | 0.88171 | 1 | 1 | 0.84492 | 1 | 1 | 1 | 1 | 1 | 23 | 1 | 0.052712 | 1 | 0.824 | 1 | 1 | 0.27864 | 1 | 1 | 1 | 1 | 1
[6 empty] | 1.2 | 18 | 497.2763 | 488.3229 | 486.6866 | 496.0233 | 621.6103 | 544.9482 | 475.9503 | 542.2005 | 507.664 | 450.2203 | 557.23 | 390.0029 | [25 empty] | 4.2 Steps 2 and 3 | [12 empty] | 4.2 Steps 2 and 3 | [12 empty] | 4.2 Steps 2 and 3
[6 empty] | 1.1 | 19 | 471.7338 | 540.0398 | 485.5195 | 504.2765 | 604.1512 | 439.7433 | 492.4519 | 522.3782 | 331.1643 | 473.1902 | 449.5228 | 391.8845 | [25 empty] | Average Proportion of Load Supplied by VRE: |  | 0.92142 | [10 empty] | Average Proportion of Load Supplied by VRE: |  | 0.92954 | [10 empty] | Average Proportion of Load Supplied by VRE: |  | 0.9216
[6 empty] | 0.975 | 20 | 544.1796 | 654.998 | 414.851 | 448.4055 | 385.5551 | 428.7827 | 483.8135 | 495.0449 | 414.1754 | 476.8053 | 316.1291 | 542.0131 | [25 empty] | Proportion of Time with 100% Instantaneous Power Supplied by VRE: |  | 0.86111 | [10 empty] | Proportion of Time with 100% Instantaneous Power Supplied by VRE: |  | 0.87153 | [10 empty] | Proportion of Time with 100% Instantaneous Power Supplied by VRE: |  | 0.85417
[6 empty] | 0.9 | 21 | 396.6113 | 336.5429 | 293.6015 | 365.141 | 401.0849 | 450.9103 | 512.7384 | 392.3424 | 276.1566 | 296.0985 | 306.5571 | 273.6067 | [31 empty] | Load Model
[6 empty] | 0.85 | 22 | 425.3492 | 363.2373 | 295.366 | 361.7359 | 292.2425 | 526.9092 | 329.2806 | 335.7965 | 335.7171 | 278.3915 | 395.7659 | 260.2264 | [25 empty] | SYSTEM RESULTS | [5 empty] | Noise- Free | Random Noise | Normal Dist. | Standard
[6 empty] | 0.8 | 23 | 339.5125 | 358.1741 | 507.2162 | 445.3169 | 378.9613 | 430.8292 | 666.7748 | 380.4868 | 272.9633 | 327.7736 | 259.0698 | 381.1542
[45 empty] | Stand-Alone VRE Service Availability (%) | [5 empty] | 86.1111 | 87.1528 | 85.4167 | System-based
[8 empty] | (Consider variation that occurs within an hour) | [36 empty] | Average Proportion of Load Supplied by VRE | [5 empty] | 0.92142 | 0.92954 | 0.9216 | >0.5
[8 empty] | Peak load not true peak load at instantaneous moments | [36 empty] | Proportion of Time 100% Instantaneous Power is Supplied by VRE | [5 empty] | 0.86111 | 0.87153 | 0.85417 | >0
[8 empty] | Peak instantaneous load | [36 empty] | Current Instantaneous Storage Power Capability (kW) | [5 empty] | 500 | 500 | 500 | >minimum
[42 empty] | *to require no non-VRE generation |  |  | Minimum Instantaneous Storage Power Capability Needed (kW)* | [5 empty] | 557.6516 | 601.8581 | 547.9244 | N/A
[45 empty] | Total Annual Power Surplus (kWh) | [5 empty] | 165631.4022 | 168986.1758 | 162898.2333 | N/A
[45 empty] | Total Annual Power Shortage / Minimum Storage Capacity (kWh) | [5 empty] | 9439.7983 | 8685.7573 | 9370.8863 | N/A
[45 empty] | Ratio of Surplus to Shortage | [5 empty] | 17.5461 | 19.4555 | 17.3834 | >5
[45 empty] | Time Steps of Insufficient Stored Power | [5 empty] | 0 | 0 | 0 | "=0"
[44 empty] | 4.3 Step 4 | [12 empty] | 4.3 Step 4 | [12 empty] | 4.3 Step 4
[44 empty] | Hour | Current Stored Power (kWh, No capacity cap) |  |  |  |  | VRE-Only, Noise-Free Load Model | [6 empty] | Hour | Current Stored Power (kWh, No capacity cap) |  |  |  |  | VRE-Only, Randomized Noise Load Model | [6 empty] | Hour | Current Stored Power (kWh, No capacity cap) |  |  |  |  | VRE-Only, Normal Distribution Noise Load Model
[45 empty] | January | February | March | April | May | June | July | August | September | October | November | December |  | January | February | March | April | May | June | July | August | September | October | November | December |  | January | February | March | April | May | June | July | August | September | October | November | December
[44 empty] | 0 | 218.6807 | 11039.1148 | 24609.1522 | 36142.0576 | 50920.5931 | 64032.6811 | 75603.5506 | 88727.1323 | 101804.3357 | 115359.2487 | 125716.7013 | 141348.7223 | 0 | 302.3605 | 11925.8793 | 26432.8592 | 39011.1877 | 52657.068 | 65995.3496 | 78692.9491 | 91938.5876 | 105140.9965 | 119324.3273 | 131491.2247 | 146948.7595 | 0 | 224.0163 | 10499.1728 | 23832.4599 | 35263.5015 | 49730.0534 | 62739.2235 | 73641.548 | 86476.5678 | 99875.1872 | 113067.5229 | 123075.5288 | 138210.8192
[44 empty] | 1 | 1098.1705 | 11923.3936 | 25467.1397 | 36815.6838 | 50731.2857 | 64809.5228 | 76427.835 | 88626.5572 | 102709.1012 | 115167.0827 | 126632.686 | 141064.8949 | 1 | 1029.046 | 12887.0571 | 27370.5957 | 39558.6996 | 52620.159 | 66664.0478 | 79637.473 | 91864.7369 | 105990.6313 | 119073.7658 | 132372.2974 | 146520.5454 | 1 | 955.8793 | 11463.8177 | 24678.0174 | 35833.6834 | 49506.1122 | 63527.0292 | 74513.3981 | 86381.5056 | 100678.6782 | 112948.6019 | 123932.0171 | 138093.1825
[44 empty] | 2 | 1986.1008 | 11618.8365 | 26048.004 | 37675.6974 | 51027.1763 | 64552.2643 | 77241.7029 | 89012.0228 | 102801.8725 | 115981.4915 | 127529.1266 | 141983.4745 | 2 | 2067.5655 | 12771.6799 | 28166.5669 | 40322.1821 | 52704.785 | 66575.0807 | 80275.9114 | 92317.4737 | 106229.7424 | 120053.1846 | 133154.7803 | 147409.0363 | 2 | 1872.0787 | 11280.6805 | 25199.3405 | 36625.2197 | 49860.8992 | 62993.4517 | 75271.7873 | 86805.1849 | 100805.8662 | 113512.061 | 124796.1948 | 139101.4439
[44 empty] | 3 | 2867.5751 | 12518.1476 | 26098.4957 | 38474.7442 | 51897.3083 | 65409.214 | 78069.5781 | 89863.3219 | 103716.9378 | 116669.0351 | 128415.9134 | 142093.3117 | 3 | 2786.5736 | 13847.1131 | 28282.5537 | 41032.2891 | 53745.761 | 67486.5844 | 80995.4834 | 93006.0355 | 106970.7873 | 120791.0987 | 133996.8064 | 147664.5769 | 3 | 2773.8481 | 12185.2351 | 25120.2742 | 37404.7322 | 50726.4331 | 63767.9265 | 76192.2406 | 87780.4358 | 101695.782 | 114337.7476 | 125669.1538 | 139238.2065
[44 empty] | 4 | 3749.0411 | 13418.2698 | 26978.1507 | 39285.2719 | 52765.7008 | 65824.9115 | 78893.6513 | 90694.1914 | 104629.5815 | 117425.2847 | 128632.8405 | 142853.449 | 4 | 3865.2782 | 14888.7217 | 29313.1131 | 41835.9969 | 54563.0711 | 68121.552 | 81811.1626 | 93824.2552 | 107877.0278 | 121428.5367 | 134093.1282 | 148270.7264 | 4 | 3538.2052 | 13008.0714 | 26070.9379 | 38307.6382 | 51656.0485 | 64230.9054 | 76985.7576 | 88575.5653 | 102548.79 | 115287.6251 | 125974.4682 | 140014.3077
[44 empty] | 5 | 4027.5958 | 14256.605 | 27848.6913 | 40148.7642 | 53557.953 | 66672.9036 | 79676.8928 | 91526.6896 | 104332.6132 | 117196.6647 | 129559.3788 | 143805.7551 | 5 | 4176.9663 | 15858.1405 | 30098.023 | 42592.056 | 55431.9601 | 69033.165 | 82691.0671 | 94578.137 | 107777.1704 | 121291.4384 | 135051.8727 | 149026.1047 | 5 | 3718.3068 | 13896.1236 | 26924.1618 | 39249.6805 | 52560.5312 | 64997.749 | 77731.1692 | 89312.7367 | 102172.8265 | 115009.6426 | 126725.6562 | 140962.674
[44 empty] | 6 | 4938.3794 | 15172.8414 | 28719.0632 | 39823.7041 | 54410.0161 | 67357.7562 | 80453.8072 | 92270.8939 | 105245.6593 | 117285.4818 | 130221.6811 | 144742.1677 | 6 | 5275.1526 | 16984.0879 | 31087.3972 | 42175.5486 | 56233.2994 | 69914.3531 | 83495.3212 | 95433.6187 | 108787.1488 | 121440.6761 | 135501.8225 | 150006.8943 | 6 | 4781.2054 | 14844.8333 | 27718.6492 | 38941.9941 | 53335.4895 | 65600.8907 | 78440.8533 | 90165.4351 | 103040.915 | 115050.5492 | 127493.3264 | 141880.7207
[44 empty] | 7 | 4677.4379 | 15273.2771 | 29615.0178 | 40703.0806 | 55222.2334 | 68117.1461 | 81271.3754 | 93112.5326 | 106186.818 | 117276.6801 | 130127.3133 | 145208.109 | 7 | 4985.3374 | 16972.1212 | 31945.3011 | 42884.0343 | 56963.1149 | 70832.1481 | 84513.5468 | 96473.0026 | 109917.5821 | 121619.3724 | 135472.0315 | 150304.1056 | 7 | 4476.6729 | 14985.7371 | 28579.567 | 39737.6558 | 54193.267 | 66309.6635 | 79183.2842 | 91023.3087 | 103936.7926 | 114883.2834 | 127368.0431 | 142365.2788
[44 empty] | 8 | 5289.9724 | 15972.6474 | 29597.066 | 41562.9725 | 56086.0968 | 68957.4914 | 82106.9289 | 93968.9272 | 106895.2123 | 118018.3672 | 131065.183 | 145273.1857 | 8 | 5786.9329 | 17727.1077 | 32122.8661 | 43533.9441 | 57683.0846 | 71536.4301 | 85265.4035 | 97413.274 | 110487.5178 | 122418.9362 | 136231.5213 | 150545.2721 | 8 | 4981.4972 | 15628.4266 | 28528.4278 | 40638.6981 | 55120.8215 | 67252.3955 | 80080.2113 | 91914.5312 | 104640.5669 | 115731.0926 | 128342.2251 | 142451.9732
[44 empty] | 9 | 5029.9653 | 16805.3904 | 30467.8159 | 42349.9835 | 56334.566 | 69121.0578 | 82656.5981 | 94797.5263 | 106876.2857 | 118815.5969 | 131515.1064 | 146207.3705 | 9 | 5621.2502 | 18444.3846 | 33148.9548 | 44211.247 | 57830.3672 | 71481.1593 | 85908.3657 | 98310.6465 | 110437.1296 | 123377.4093 | 136622.7529 | 151258.2262 | 9 | 4891.077 | 16483.4886 | 29412.9668 | 41547.0182 | 55438.2352 | 67345.6681 | 80593.9698 | 92736.3151 | 104615.1852 | 116553.9948 | 128763.7175 | 143324.3127
[44 empty] | 10 | 4706.3255 | 17661.1797 | 30163.4694 | 43153.1159 | 56495.8191 | 69007.8711 | 83447.4117 | 95602.2145 | 107683.7909 | 119170.8238 | 131866.7973 | 146041.2007 | 10 | 5325.0416 | 19422.1614 | 32838.4838 | 45214.3394 | 57854.3273 | 71536.2068 | 86663.3883 | 99064.2576 | 111465.2385 | 123836.3787 | 136869.418 | 151117.5257 | 10 | 4560.2738 | 17484.9277 | 29164.9157 | 42170.6489 | 55531.866 | 67274.1028 | 81453.7412 | 93483.9058 | 105418.9721 | 116839.9522 | 129013.4044 | 143217.981
[44 empty] | 11 | 5515.3029 | 17782.7581 | 30669.5569 | 43886.5648 | 57256.7223 | 69460.6782 | 84140.8436 | 95378.4905 | 108515.0101 | 119966.1938 | 132723.2505 | 146916.903 | 11 | 5918.2442 | 19681.2812 | 33413.6561 | 45980.1975 | 58762.7485 | 72186.9505 | 87441.1792 | 98765.7204 | 112296.655 | 124665.9444 | 137869.0371 | 152040.2676 | 11 | 5365.904 | 17628.3228 | 29719.3624 | 42926.035 | 56367.8158 | 67687.5985 | 82121.7962 | 93243.1371 | 106198.7737 | 117513.6264 | 129680.4456 | 144080.63
[44 empty] | 12 | 6130.5854 | 18346.1026 | 30353.3972 | 44614.7132 | 57966.2784 | 70137.7212 | 84508.9912 | 95274.34 | 108238.8374 | 119788.5004 | 133528.5558 | 147760.7851 | 12 | 6313.6993 | 20218.1198 | 33247.8928 | 46833.3954 | 59495.3719 | 72743.239 | 87863.8865 | 98845.7885 | 112082.2068 | 124391.2016 | 138837.6385 | 152830.0252 | 12 | 6024.1492 | 18078.0786 | 29434.9353 | 43593.9704 | 57102.946 | 68392.7593 | 82497.2549 | 93225.0047 | 106065.332 | 117366.2714 | 130439.4598 | 144888.4009
[44 empty] | 13 | 6230.4323 | 19073.0105 | 30044.2797 | 45276.1884 | 58401.5489 | 70792.8897 | 85142.2586 | 95926.909 | 108987.4828 | 120561.8153 | 133701.3739 | 148542.9519 | 13 | 6457.7845 | 20828.5921 | 32903.2987 | 47297.6975 | 60090.7358 | 73432.5917 | 88434.3849 | 99293.0132 | 112782.0025 | 125351.4207 | 138949.6241 | 153551.1804 | 13 | 6063.0147 | 18702.5805 | 29119.139 | 44266.8676 | 57527.3312 | 69043.5448 | 83065.1833 | 93909.947 | 106682.1719 | 118062.7549 | 130636.926 | 145766.9841
[44 empty] | 14 | 6877.3361 | 19452.9399 | 30223.6027 | 45822.4664 | 58974.9314 | 71232.1619 | 85673.2184 | 96482.5391 | 109176.4367 | 120410.7825 | 134401.5012 | 149159.9617 | 14 | 7294.7307 | 21392.72 | 33266.0544 | 47677.6007 | 60657.102 | 73967.5001 | 88978.7174 | 99894.7648 | 112819.434 | 125084.7388 | 139855.5479 | 154378.2225 | 14 | 6690.5621 | 19027.3742 | 29230.0807 | 44814.3593 | 57995.3129 | 69541.1484 | 83409.6103 | 94621.1833 | 106747.7132 | 117981.3477 | 131282.9343 | 146308.0742
[44 empty] | 15 | 7059.8243 | 20095.1019 | 29883.0277 | 46407.0746 | 59523.4747 | 71752.7522 | 86197.6566 | 96850.9067 | 109683.2478 | 120568.8978 | 135108.5695 | 149893.0548 | 15 | 7667.0568 | 21940.2575 | 32800.8787 | 48108.6967 | 61300.158 | 74544.6026 | 89573.5652 | 100219.1261 | 113470.4531 | 125424.9861 | 140496.1588 | 154905.3015 | 15 | 6840.4335 | 19712.4517 | 28916.0333 | 45424.7168 | 58511.9599 | 69904.1412 | 84034.0658 | 94802.1132 | 107267.2303 | 118139.5199 | 131957.8559 | 146986.2588
[44 empty] | 16 | 6622.0095 | 20523.3028 | 30274.0991 | 46235.658 | 59875.3512 | 72212.3508 | 85800.2814 | 97391.0354 | 110284.5033 | 121098.3529 | 135764.284 | 150621.4421 | 16 | 7105.7278 | 22464.8952 | 32980.6467 | 47944.3847 | 61620.8678 | 75228.0796 | 89304.4893 | 100543.9133 | 113905.8061 | 126121.901 | 141034.6748 | 155681.3187 | 16 | 6366.1685 | 20173.6118 | 29351.9076 | 45192.9879 | 58720.3248 | 70325.7079 | 83689.2696 | 95358.4102 | 107819.8247 | 118647.9505 | 132675.9578 | 147973.5186
[44 empty] | 17 | 7180.9171 | 20986.8651 | 30946.2369 | 46811.4096 | 60334.3965 | 71654.6992 | 86369.3959 | 97986.6448 | 110999.885 | 121802.6853 | 136507.0899 | 151366.9815 | 17 | 7745.6644 | 22763.1638 | 33748.82 | 48580.2578 | 61927.5159 | 74631.236 | 89738.9331 | 101260.75 | 114654.5406 | 126824.5939 | 141840.1852 | 156396.2144 | 17 | 6884.3917 | 20655.486 | 29949.3348 | 45632.8354 | 59140.57 | 69777.7835 | 84316.6789 | 95980.7426 | 108455.6926 | 119147.4956 | 133560.0562 | 148803.8374
[44 empty] | 18 | 7247.1927 | 21299.1951 | 31563.7968 | 47482.6818 | 60993.036 | 72288.5672 | 86927.5996 | 98628.6299 | 111738.4917 | 122292.6444 | 137266.4945 | 152121.4746 | 18 | 7824.0603 | 22916.5308 | 34344.9478 | 49467.3179 | 62577.3015 | 75281.4581 | 90302.6828 | 101759.3911 | 115532.0776 | 127488.7494 | 142599.4241 | 156943.9791 | 18 | 6960.9909 | 20975.0931 | 30605.8081 | 46344.4843 | 59719.9992 | 70427.1033 | 84983.3323 | 96646.9273 | 109151.0352 | 119651.6344 | 134214.6308 | 149608.7276
[44 empty] | 19 | 7903.8895 | 22035.8081 | 32281.9738 | 48196.0068 | 61703.1888 | 72984.324 | 86518.7519 | 99314.3526 | 112507.9983 | 123072.9545 | 137750.5339 | 152891.8229 | 19 | 8291.4548 | 23517.6073 | 35019.5329 | 50321.5967 | 63176.5011 | 76039.4149 | 89700.8247 | 102666.5907 | 116211.7725 | 128453.2651 | 142962.425 | 157665.551 | 19 | 7611.2539 | 21625.9663 | 31320.2656 | 47045.2328 | 60323.2009 | 71196.8169 | 84617.7327 | 97329.4718 | 110015.0775 | 120384.4543 | 134663.8474 | 150390.8913
[44 empty] | 20 | 8701.4479 | 22373.9145 | 33037.5247 | 48969.037 | 61495.468 | 72561.2981 | 86664.5009 | 99774.7708 | 113337.9084 | 123855.6547 | 138531.3931 | 153514.6859 | 20 | 9172.3687 | 23982.7994 | 35831.4789 | 51186.0363 | 63080.4769 | 75447.836 | 89886.4644 | 103053.6011 | 117226.8775 | 129198.1039 | 143919.6097 | 158066.0309 | 20 | 8277.0578 | 21711.7498 | 32088.0155 | 47805.6825 | 60170.6251 | 70800.3332 | 84754.4931 | 97755.0451 | 110808.1371 | 121067.6742 | 135496.1525 | 150829.5663
[44 empty] | 21 | 9529.3541 | 23196.6942 | 33633.6388 | 49318.3709 | 62206.0076 | 73315.822 | 87314.3916 | 100547.1172 | 113131.3211 | 124051.9935 | 139056.9081 | 154394.1928 | 21 | 9874.6659 | 25019.2396 | 36541.8429 | 51472.1465 | 63930.4208 | 76271.9771 | 90387.7405 | 103959.9385 | 117242.5947 | 129474.8416 | 144668.193 | 158892.2911 | 21 | 9089.0526 | 22569.6865 | 32784.728 | 48192.1754 | 60886.8797 | 71524.2468 | 85329.9455 | 98559.8491 | 110673.6932 | 121316.2145 | 136054.4105 | 151765.7664
[44 empty] | 22 | 10373.7231 | 24050.868 | 34467.6328 | 50063.8739 | 62903.7549 | 74126.3355 | 88090.8475 | 101287.4533 | 113974.2287 | 123924.4517 | 139701.8626 | 155276.7775 | 22 | 10872.1231 | 25775.6832 | 37465.0694 | 52053.6756 | 64808.3035 | 77285.4328 | 91162.5458 | 104751.8509 | 117954.6524 | 129350.3867 | 145203.9782 | 159606.3225 | 22 | 9867.6224 | 23411.673 | 33695.656 | 48955.8925 | 61676.5846 | 72204.8011 | 86191.0708 | 99365.5888 | 111509.8338 | 121239.2312 | 136624.0491 | 152700.0748
[44 empty] | 23 | 11085.4943 | 23739.3481 | 35278.7443 | 50073.216 | 63186.2128 | 74961.2184 | 87887.0402 | 102099.1407 | 114743.8418 | 124823.3663 | 140572.9414 | 156191.6039 | 23 | 11765.4073 | 25489.4038 | 38079.8122 | 52004.4488 | 64934.8977 | 78104.9699 | 91128.444 | 105424.0886 | 118779.4701 | 130376.0858 | 146167.2085 | 160300.4185 | 23 | 10578.2811 | 23072.379 | 34349.9514 | 48877.5177 | 61941.6811 | 72982.4548 | 85710.0887 | 100174.3894 | 112316.0836 | 122119.9722 | 137537.658 | 153527.347